## Manufacturing Order (mrp.produc
ProductWorkOrderID | Display Name | Start | End | Product | Quantity To Produce | State | Components/Product/Internal Reference | Components/Product/Name | Components/Quantity To Consume | sale.order.id | sale.order.id | sale.order.reference | sw.order.id | sw.order.reference | ProductWorkOrderID
143981 | PWO23-04-00072 | 2023-04-11 00:00:00.000 | 2023-04-25 00:00:00.000 | 0323754600000 | 300.00 | in_progress | 0303890600000 | Aluminum Round Tube - O/D 35mm x 2.5mmThk x L 6m, Grade: 6082, to Make Ferrule for 3/4" Hose | 2.0100 | 0 | 0 |  | 0 |  | 143981
145780 | PWO23-11-00091 | 2023-11-17 00:00:00.000 | 2023-12-11 00:00:00.000 | 0323783100000 | 200.00 | planning | 0303890700000 | Aluminum Round Tube - O/D 20mm x 2.0mmThk x L 6m, Grade: 6061, to Make 03237831 Ferrule for 3/8" Hose | 1.0000 | 1412456 | 1412456 | SO944910 | 55649 | SWO23-11-0019 | 145780
156896 | PWO24-03-00147 | 2024-03-23 00:00:00.000 | 2024-03-30 00:00:00.000 | 0320960100000 | 10.00 | in_progress | 0320270100000 | Pipe - SS316 Round Pipe, O/D 40mm x Thk 5mm To Make 1" Ferrule | 0.1000 | 1436154 | 1436154 | SO947607 | 55915 | SWO24-03-0038 | 156896
159593 | PWO25-02-00104 | 2025-02-18 00:00:00.000 | 2025-02-25 00:00:00.000 | 0320880100000 | 2.00 | in_progress | 0320840100000 | Angle Swing Arm Parts - Guide Top Assy,,Red,,Material: Ms, | 2.0000 | 0 | 0 |  | 0 |  | 159593
159593 | PWO25-02-00104 | 2025-02-18 00:00:00.000 | 2025-02-25 00:00:00.000 | 0320880100000 | 2.00 | in_progress | 0320770100000 | Angle Swing Arm Parts - Mounting Bracket Assy,,Red,,Material: Ms, | 2.0000 | 0 | 0 |  | 0 |  | 159593
159593 | PWO25-02-00104 | 2025-02-18 00:00:00.000 | 2025-02-25 00:00:00.000 | 0320880100000 | 2.00 | in_progress | 0320740100000 | Angle Swing Arm Parts - Pipe Assy,,Red,,Material: Ms, | 2.0000 | 0 | 0 |  | 0 |  | 159593
159593 | PWO25-02-00104 | 2025-02-18 00:00:00.000 | 2025-02-25 00:00:00.000 | 0320880100000 | 2.00 | in_progress | 0320870100000 | Angle Swing Arm Parts - Angle Bracket Assy For Drum Dia 650Mm (Right Mounting),,Material: Ms, | 2.0000 | 0 | 0 |  | 0 |  | 159593
159848 | PWO25-03-00060 | 2025-03-10 00:00:00.000 | 2025-03-10 00:00:00.000 | 0304230000000 | 1.00 | planning | 0303570600000 | Hot Rolled Sheet - 3.6mm +/-0.1mm x 1219mm x 1473mm, 75kg Body(x2) or 100kg Body(x2) or 150kg Body(x1), 50.7433kg/pcs, Material: JIS3131 SPHD/SPHE | 0.5000 | 0 | 0 |  | 0 |  | 159848
160004 | PWO25-03-00172 | 2025-03-19 00:00:00.000 | 2025-03-26 00:00:00.000 | 0304950400000 | 10.00 | in_progress | 0304950000000 | Wire Glass - 6mm x 310mm x 400mm for 2 Way BI Cabinet | 10.0000 | 0 | 0 |  | 0 |  | 160004
160052 | PWO25-03-00217 | 2025-03-26 00:00:00.000 | 2025-04-11 00:00:00.000 | 0304270000000 | 100.00 | in_progress | 0303570100000 | Hot Rolled Sheet - 3.6mm +/-0.1mm x 1219mm x 2650mm, 50kg Cyl Body(x2) or 75/100/150kg Cap (x8), 91.2897kg/pcs, Material: JIS3131 SPHD/SPHE | 12.5000 | 0 | 0 |  | 0 |  | 160052
160053 | PWO25-03-00218 | 2025-03-27 00:00:00.000 | 2025-04-11 00:00:00.000 | 0304280000000 | 100.00 | in_progress | 0303570100000 | Hot Rolled Sheet - 3.6mm +/-0.1mm x 1219mm x 2650mm, 50kg Cyl Body(x2) or 75/100/150kg Cap (x8), 91.2897kg/pcs, Material: JIS3131 SPHD/SPHE | 12.5000 | 0 | 0 |  | 0 |  | 160053
160179 | PWO25-04-00067 | 2025-04-10 00:00:00.000 | 2025-04-18 00:00:00.000 | 2180320000003 | 5.00 | in_progress | 0300020000000 | Pressure Gauge - 23mm Dial For All Powder Portable FX, M10 x 12.5 with Fitted O Ring & Filter (0-10-14-17-25.5Bar),Temp. Range = -20 to +60 Deg C, WP Range = 10 - 17Bar (Green Color) | 5.0000 | 0 | 0 |  | 0 |  | 160179
160179 | PWO25-04-00067 | 2025-04-10 00:00:00.000 | 2025-04-18 00:00:00.000 | 2180320000003 | 5.00 | in_progress | 0310490000000 | Syphone Tube For 50kg SP Trolley FX, O/D 26.16mm x I/D 20mm x L725mm, Material: UPVC Class VP | 5.0000 | 0 | 0 |  | 0 |  | 160179
160179 | PWO25-04-00067 | 2025-04-10 00:00:00.000 | 2025-04-18 00:00:00.000 | 2180320000003 | 5.00 | in_progress | 0301860000000 | Iron Safety Pin - Dia. 3.85 (+0.2/-0), Material: Iron (Commercial Grade) Nickel Plated, | 5.0000 | 0 | 0 |  | 0 |  | 160179
160179 | PWO25-04-00067 | 2025-04-10 00:00:00.000 | 2025-04-18 00:00:00.000 | 2180320000003 | 5.00 | in_progress | 0300690000000 | Gas- Compressed Nitrogen 99.99% | 1.0000 | 0 | 0 |  | 0 |  | 160179
160179 | PWO25-04-00067 | 2025-04-10 00:00:00.000 | 2025-04-18 00:00:00.000 | 2180320000003 | 5.00 | in_progress | 0317400000000 | Fire Extinguishing Powder - ABC 70 (1000 kg/ Sack) | 250.0000 | 0 | 0 |  | 0 |  | 160179
160179 | PWO25-04-00067 | 2025-04-10 00:00:00.000 | 2025-04-18 00:00:00.000 | 2180320000003 | 5.00 | in_progress | 0315160000000 | Label - COMBAT Logo Only (Blue) For 6/9 kg ABC FX, 225mm x 48mm, Blue (RAL 5002) Base c/w White Silkscreen (Reverse Print) - 1 Color, Material: White Vinyl | 5.0000 | 0 | 0 |  | 0 |  | 160179
160179 | PWO25-04-00067 | 2025-04-10 00:00:00.000 | 2025-04-18 00:00:00.000 | 2180320000003 | 5.00 | in_progress | 0302000400000 | SP Turn Valve For Trolley FX c/w CE Approved, Nickle Chrome Finish, Inlet : 2" BSP, Outlet: 3/4"BSPT -14TPI | 5.0000 | 0 | 0 |  | 0 |  | 160179
160179 | PWO25-04-00067 | 2025-04-10 00:00:00.000 | 2025-04-18 00:00:00.000 | 2180320000003 | 5.00 | in_progress | 0301990000000 | Label - C-50ATP, 50kg ABC70 SP Trolley w/o COMBAT c/w LPCB & SETSCO Logo, LPCB Approval No: 501f/12, Setsco Approval No: BCM-2019-0060, Fire Rating: 34A/ IIB(275B), Material: Clear Vinyl c/w 1 Colour White Silkscreen, Size: W190mm x H200mm | 5.0000 | 0 | 0 |  | 0 |  | 160179
160179 | PWO25-04-00067 | 2025-04-10 00:00:00.000 | 2025-04-18 00:00:00.000 | 2180320000003 | 5.00 | in_progress | 0306720600000 | Empty Cylinder OD350 x H695(+/-10mm) - 50kg SP & Cart Trolley c/w 16" Wheel, Red Colour (Dwg. No. 03067206) | 5.0000 | 0 | 0 |  | 0 |  | 160179
160179 | PWO25-04-00067 | 2025-04-10 00:00:00.000 | 2025-04-18 00:00:00.000 | 2180320000003 | 5.00 | in_progress | 0300330300000 | 3/4" I/D X 6m Hose c/w Male-Female Nipple - For All Types Of SP/Cart & Halotron Trolley, Black Color, Male Nipple : NPT (S016-12-12S), Female Nipple: BSP Parallel (S001-12-12S), WP: 300psi, BP 45bar, Material: Air Hose - Thermoplastic Rubber | 5.0000 | 0 | 0 |  | 0 |  | 160179
160179 | PWO25-04-00067 | 2025-04-10 00:00:00.000 | 2025-04-18 00:00:00.000 | 2180320000003 | 5.00 | in_progress | 0307920400000 | Powder Controllable Discharge Gun - Type 2, Inlet: 3/4" x 6m, Orifice Dia: 16mm | 5.0000 | 0 | 0 |  | 0 |  | 160179
160348 | PWO25-05-00003 | 2025-05-02 00:00:00.000 | 2025-05-16 00:00:00.000 | 0311020000000 | 38.00 | planning | 0311790000000 | Pipe - 3/4" UPVC Pipe, Class VP/AW , O/D 25.8mm x I/D 20mm x Thk 2.7mm x L5.8m | 4.7500 | 0 | 0 |  | 0 |  | 160348
160444 | PWO25-05-00058 | 2025-05-14 00:00:00.000 | 2025-06-09 00:00:00.000 | 2180320000003 | 4.00 | in_progress | 0300690000000 | Gas- Compressed Nitrogen 99.99% | 0.8000 | 0 | 0 |  | 0 |  | 160444
160444 | PWO25-05-00058 | 2025-05-14 00:00:00.000 | 2025-06-09 00:00:00.000 | 2180320000003 | 4.00 | in_progress | 0301860000000 | Iron Safety Pin - Dia. 3.85 (+0.2/-0), Material: Iron (Commercial Grade) Nickel Plated, | 4.0000 | 0 | 0 |  | 0 |  | 160444
160444 | PWO25-05-00058 | 2025-05-14 00:00:00.000 | 2025-06-09 00:00:00.000 | 2180320000003 | 4.00 | in_progress | 0300020000000 | Pressure Gauge - 23mm Dial For All Powder Portable FX, M10 x 12.5 with Fitted O Ring & Filter (0-10-14-17-25.5Bar),Temp. Range = -20 to +60 Deg C, WP Range = 10 - 17Bar (Green Color) | 4.0000 | 0 | 0 |  | 0 |  | 160444
160444 | PWO25-05-00058 | 2025-05-14 00:00:00.000 | 2025-06-09 00:00:00.000 | 2180320000003 | 4.00 | in_progress | 0300330300000 | 3/4" I/D X 6m Hose c/w Male-Female Nipple - For All Types Of SP/Cart & Halotron Trolley, Black Color, Male Nipple : NPT (S016-12-12S), Female Nipple: BSP Parallel (S001-12-12S), WP: 300psi, BP 45bar, Material: Air Hose - Thermoplastic Rubber | 4.0000 | 0 | 0 |  | 0 |  | 160444
160444 | PWO25-05-00058 | 2025-05-14 00:00:00.000 | 2025-06-09 00:00:00.000 | 2180320000003 | 4.00 | in_progress | 0302000400000 | SP Turn Valve For Trolley FX c/w CE Approved, Nickle Chrome Finish, Inlet : 2" BSP, Outlet: 3/4"BSPT -14TPI | 4.0000 | 0 | 0 |  | 0 |  | 160444
160444 | PWO25-05-00058 | 2025-05-14 00:00:00.000 | 2025-06-09 00:00:00.000 | 2180320000003 | 4.00 | in_progress | 0317400000000 | Fire Extinguishing Powder - ABC 70 (1000 kg/ Sack) | 200.0000 | 0 | 0 |  | 0 |  | 160444
160444 | PWO25-05-00058 | 2025-05-14 00:00:00.000 | 2025-06-09 00:00:00.000 | 2180320000003 | 4.00 | in_progress | 0301990000000 | Label - C-50ATP, 50kg ABC70 SP Trolley w/o COMBAT c/w LPCB & SETSCO Logo, LPCB Approval No: 501f/12, Setsco Approval No: BCM-2019-0060, Fire Rating: 34A/ IIB(275B), Material: Clear Vinyl c/w 1 Colour White Silkscreen, Size: W190mm x H200mm | 4.0000 | 0 | 0 |  | 0 |  | 160444
160444 | PWO25-05-00058 | 2025-05-14 00:00:00.000 | 2025-06-09 00:00:00.000 | 2180320000003 | 4.00 | in_progress | 0307920400000 | Powder Controllable Discharge Gun - Type 2, Inlet: 3/4" x 6m, Orifice Dia: 16mm | 4.0000 | 0 | 0 |  | 0 |  | 160444
160444 | PWO25-05-00058 | 2025-05-14 00:00:00.000 | 2025-06-09 00:00:00.000 | 2180320000003 | 4.00 | in_progress | 0306720600000 | Empty Cylinder OD350 x H695(+/-10mm) - 50kg SP & Cart Trolley c/w 16" Wheel, Red Colour (Dwg. No. 03067206) | 4.0000 | 0 | 0 |  | 0 |  | 160444
160444 | PWO25-05-00058 | 2025-05-14 00:00:00.000 | 2025-06-09 00:00:00.000 | 2180320000003 | 4.00 | in_progress | 0310490000000 | Syphone Tube For 50kg SP Trolley FX, O/D 26.16mm x I/D 20mm x L725mm, Material: UPVC Class VP | 4.0000 | 0 | 0 |  | 0 |  | 160444
160444 | PWO25-05-00058 | 2025-05-14 00:00:00.000 | 2025-06-09 00:00:00.000 | 2180320000003 | 4.00 | in_progress | 0315160000000 | Label - COMBAT Logo Only (Blue) For 6/9 kg ABC FX, 225mm x 48mm, Blue (RAL 5002) Base c/w White Silkscreen (Reverse Print) - 1 Color, Material: White Vinyl | 4.0000 | 0 | 0 |  | 0 |  | 160444
160530 | PWO25-05-00130 | 2025-05-23 00:00:00.000 | 2025-06-16 00:00:00.000 | 2080361600000 | 130.00 | in_progress | 0300980000000 | Gas - Halotron I (Pressurized Liquid) | 780.0000 | 0 | 0 |  | 56638 | SWO25-05-0018 | 160530
160530 | PWO25-05-00130 | 2025-05-23 00:00:00.000 | 2025-06-16 00:00:00.000 | 2080361600000 | 130.00 | in_progress | 0318330700000 | Automatic Halotron Fire Ext - Valve Complete For 4Kg & 6Kg, Material: Brass | 130.0000 | 0 | 0 |  | 56638 | SWO25-05-0018 | 160530
160530 | PWO25-05-00130 | 2025-05-23 00:00:00.000 | 2025-06-16 00:00:00.000 | 2080361600000 | 130.00 | in_progress | 0323916000000 | Syphon Tube Aluminium 3/4"(OD19mm) L=382mm+3mm/-0mm - For 6Kg Autmoatic Halotron Fx, | 130.0000 | 0 | 0 |  | 56638 | SWO25-05-0018 | 160530
160530 | PWO25-05-00130 | 2025-05-23 00:00:00.000 | 2025-06-16 00:00:00.000 | 2080361600000 | 130.00 | in_progress | 0301050000000 | Gas - Industrial Argon (99.99%) AR | 130.0000 | 0 | 0 |  | 56638 | SWO25-05-0018 | 160530
160530 | PWO25-05-00130 | 2025-05-23 00:00:00.000 | 2025-06-16 00:00:00.000 | 2080361600000 | 130.00 | in_progress | 0304700000000 | Label* - Vertical Arrow, 1 Colour Print (Black), Size: 80mm x 50mm, Material: White Vinyl | 130.0000 | 0 | 0 |  | 56638 | SWO25-05-0018 | 160530
160530 | PWO25-05-00130 | 2025-05-23 00:00:00.000 | 2025-06-16 00:00:00.000 | 2080361600000 | 130.00 | in_progress | 0309790000000 | Empty Cylinder - Size 6kg (Vol. 8.7L) For ABC/Halotron SP, Red Colour | 130.0000 | 0 | 0 |  | 56638 | SWO25-05-0018 | 160530
160531 | PWO25-05-00131 | 2025-05-23 00:00:00.000 | 2025-06-16 00:00:00.000 | 2080361700000 | 130.00 | in_progress | 0318330700000 | Automatic Halotron Fire Ext - Valve Complete For 4Kg & 6Kg, Material: Brass | 130.0000 | 0 | 0 |  | 56638 | SWO25-05-0018 | 160531
160531 | PWO25-05-00131 | 2025-05-23 00:00:00.000 | 2025-06-16 00:00:00.000 | 2080361700000 | 130.00 | in_progress | 0301050000000 | Gas - Industrial Argon (99.99%) AR | 10.4000 | 0 | 0 |  | 56638 | SWO25-05-0018 | 160531
160531 | PWO25-05-00131 | 2025-05-23 00:00:00.000 | 2025-06-16 00:00:00.000 | 2080361700000 | 130.00 | in_progress | 0303910200000 | Syphon Tube Aluminium 3/4"(OD19mm) X Thk 1.5mm - 4Kg Angle Installation, | 130.0000 | 0 | 0 |  | 56638 | SWO25-05-0018 | 160531
160531 | PWO25-05-00131 | 2025-05-23 00:00:00.000 | 2025-06-16 00:00:00.000 | 2080361700000 | 130.00 | in_progress | 0300980000000 | Gas - Halotron I (Pressurized Liquid) | 520.0000 | 0 | 0 |  | 56638 | SWO25-05-0018 | 160531
160531 | PWO25-05-00131 | 2025-05-23 00:00:00.000 | 2025-06-16 00:00:00.000 | 2080361700000 | 130.00 | in_progress | 0304700100000 | Label* - Slant Arrow, 1 Colour Print (Black), Size: 80mm x 50mm, Material: White Vinyl | 130.0000 | 0 | 0 |  | 56638 | SWO25-05-0018 | 160531
160531 | PWO25-05-00131 | 2025-05-23 00:00:00.000 | 2025-06-16 00:00:00.000 | 2080361700000 | 130.00 | in_progress | 0309780000000 | Empty Cylinder - Size 4kg (Vol. 4.7L) For ABC/Halotron SP, Red Colour | 130.0000 | 0 | 0 |  | 56638 | SWO25-05-0018 | 160531
160828 | PWO25-07-00010 | 2025-07-02 00:00:00.000 | 2025-07-09 00:00:00.000 | 0304940500000 | 15.00 | in_progress | 0304940000000 | Wire Glass - 6mm x 425mm x 425mm, 4 Way BI Cabinet | 15.0000 | 0 | 0 |  | 0 |  | 160828
160831 | PWO25-07-00013 | 2025-07-03 00:00:00.000 | 2025-07-17 00:00:00.000 | 7080230000000 | 200.00 | in_progress | 0308012200000 | 560mm(L) x 280mm(H) x 150mm(D) x 1.2mm, Single Fire Hose Fixed Cradle - Empty, Red Colour, Material : Electro Galvanised | 200.0000 | 0 | 0 |  | 0 |  | 160831
161004 | PWO25-07-00143 | 2025-07-30 00:00:00.000 | 2025-08-07 00:00:00.000 | 2080021200000 | 5.00 | in_progress | 0300300100000 | Plastic Safety Seal,Green Color | 5.0000 | 0 | 0 |  | 0 |  | 161004
161004 | PWO25-07-00143 | 2025-07-30 00:00:00.000 | 2025-08-07 00:00:00.000 | 2080021200000 | 5.00 | in_progress | 0301860000000 | Iron Safety Pin - Dia. 3.85 (+0.2/-0), Material: Iron (Commercial Grade) Nickel Plated, | 5.0000 | 0 | 0 |  | 0 |  | 161004
161004 | PWO25-07-00143 | 2025-07-30 00:00:00.000 | 2025-08-07 00:00:00.000 | 2080021200000 | 5.00 | in_progress | 0300550000000 | Hose & Adaptor (03009100) Partial Assembly - For 2/4/6Kg Hal FX,Inlet: 1/4" x 19BSPF Male Thread (Chrome Plated),Hose Specs: Black Braided PVC, I/D 12.5mm x THK 3.25mm x L400mm with Min Burst 750PSI | 5.0000 | 0 | 0 |  | 0 |  | 161004
161004 | PWO25-07-00143 | 2025-07-30 00:00:00.000 | 2025-08-07 00:00:00.000 | 2080021200000 | 5.00 | in_progress | 0300780100000 | O Ring - Neck O Ring, ID 26.57mm X Thk 3.53mm, (For Hal FX - 03001000 Valve),Material: EPDM | 5.0000 | 0 | 0 |  | 0 |  | 161004
161004 | PWO25-07-00143 | 2025-07-30 00:00:00.000 | 2025-08-07 00:00:00.000 | 2080021200000 | 5.00 | in_progress | 0304430100000 | Aluminium Nozzle - For 2kg BrX FX, Orifice 5.0mm, O/D 31.8mm, Overall Length 67mm, Drawing No BrX4.95 | 5.0000 | 0 | 0 |  | 0 |  | 161004
161004 | PWO25-07-00143 | 2025-07-30 00:00:00.000 | 2025-08-07 00:00:00.000 | 2080021200000 | 5.00 | in_progress | 0306630000000 | Empty Cylinder - Size 2kg (Vol. 2.4L) For ABC/Halotron SP, Red Colour | 5.0000 | 0 | 0 |  | 0 |  | 161004
161004 | PWO25-07-00143 | 2025-07-30 00:00:00.000 | 2025-08-07 00:00:00.000 | 2080021200000 | 5.00 | in_progress | 0303910100000 | Syphon Tube - For 2kg & 4kg Halotron FX, Material: Aluminium, 3/4"(O/D 19mm) L=342mm+3mm/-0mm x Thk 1.5mm | 5.0000 | 0 | 0 |  | 0 |  | 161004
161004 | PWO25-07-00143 | 2025-07-30 00:00:00.000 | 2025-08-07 00:00:00.000 | 2080021200000 | 5.00 | in_progress | 0300100000000 | Stored Pressure Valve Complete c/w Brass Spring Lock For 2/4/6kg HAL FX c/w CE Approval, Size: M30 x 1.5 without Pressure Gauge, Material: Brass | 5.0000 | 0 | 0 |  | 0 |  | 161004
161004 | PWO25-07-00143 | 2025-07-30 00:00:00.000 | 2025-08-07 00:00:00.000 | 2080021200000 | 5.00 | in_progress | 0300690000000 | Gas- Compressed Nitrogen 99.99% | 0.3000 | 0 | 0 |  | 0 |  | 161004
161004 | PWO25-07-00143 | 2025-07-30 00:00:00.000 | 2025-08-07 00:00:00.000 | 2080021200000 | 5.00 | in_progress | 0307410000000 | Body Belt c/w Hex Bolt Set (M5X10mm) - For 2kg Halotron FX, Material: SS304 | 5.0000 | 0 | 0 |  | 0 |  | 161004
161004 | PWO25-07-00143 | 2025-07-30 00:00:00.000 | 2025-08-07 00:00:00.000 | 2080021200000 | 5.00 | in_progress | 0300980200000 | Gas - Halotron BrX Clean Fire Extinguishing Agent | 10.0000 | 0 | 0 |  | 0 |  | 161004
161004 | PWO25-07-00143 | 2025-07-30 00:00:00.000 | 2025-08-07 00:00:00.000 | 2080021200000 | 5.00 | in_progress | 0303450000000 | 23mm Pressure Gauge For 2kg Hal/ 2kg & 4kg Hal BrX FX - M10 X 12.5mm Fitted With EPDM O Ring & Filter | 5.0000 | 0 | 0 |  | 0 |  | 161004
161004 | PWO25-07-00143 | 2025-07-30 00:00:00.000 | 2025-08-07 00:00:00.000 | 2080021200000 | 5.00 | in_progress | 0307130000000 | Label* - 180mm x 40mm, Top Label (Green) c/w COMBAT For 2/4/6kg Hal. FX & Hal. BRX FX, Green (RAL 6016 ) Base c/w White Silkscreen (Reverse Print) - 1 Color, Material: White Vinyl | 5.0000 | 0 | 0 |  | 0 |  | 161004
161230 | PWO25-08-00138 | 2025-08-21 00:00:00.000 | 2025-10-31 00:00:00.000 | 2080927300000 | 25.00 | in_progress | 0301120300000 | Additives - Mixture FER T1 | 50.0000 | 0 | 0 |  | 0 |  | 161230
161230 | PWO25-08-00138 | 2025-08-21 00:00:00.000 | 2025-10-31 00:00:00.000 | 2080927300000 | 25.00 | in_progress | 0306650100000 | Empty Cylinder - Size 3kg (Vol. 3.8L) For 2Ltr Watermist SP c/w Internal Lining, Red Colour | 25.0000 | 0 | 0 |  | 0 |  | 161230
161230 | PWO25-08-00138 | 2025-08-21 00:00:00.000 | 2025-10-31 00:00:00.000 | 2080927300000 | 25.00 | in_progress | 0307410100000 | Body Belt - 3kg Cylinder, Material: SS304 | 25.0000 | 0 | 0 |  | 0 |  | 161230
161230 | PWO25-08-00138 | 2025-08-21 00:00:00.000 | 2025-10-31 00:00:00.000 | 2080927300000 | 25.00 | in_progress | 0300290200000 | Hose & Adaptor - For 6L Lithium FX, L450mm (+3/-0mm) x I/D 12.5mm x Thk 3.25mm, Inlet: ¼” X 19BSP Male Thread (Chrome Plated), Outlet: ¼” BSP Female Thread, Hose Specs: Black Braided PVC with Min Burst 750PSI, Material Of Nozzle: Black PP Plastic | 25.0000 | 0 | 0 |  | 0 |  | 161230
161230 | PWO25-08-00138 | 2025-08-21 00:00:00.000 | 2025-10-31 00:00:00.000 | 2080927300000 | 25.00 | in_progress | 0313270200000 | Syphon Tube With Water Filter Assembly - Length = 352mm +/- 1mm, (Thread 5/8"-18UNF) For 3 Liter Water/Foam, White Colour, Filter Hole Dia.1.3mm +/-0.3mm, Connection M16 Thread, | 25.0000 | 0 | 0 |  | 0 |  | 161230
161230 | PWO25-08-00138 | 2025-08-21 00:00:00.000 | 2025-10-31 00:00:00.000 | 2080927300000 | 25.00 | in_progress | 0301310300001 | Stored Pressure Valve with Safety Relief Device For Lithium FX - M30 x 1.5 c/w CE Mark c/w 23mm Pressure Gauge (03000302) & SS Safety Pin, Handle Black Colour, Material: EN12165 CUZN40PB2 Brass | 25.0000 | 0 | 0 |  | 0 |  | 161230
161230 | PWO25-08-00138 | 2025-08-21 00:00:00.000 | 2025-10-31 00:00:00.000 | 2080927300000 | 25.00 | in_progress | 0300690000000 | Gas- Compressed Nitrogen 99.99% | 2.5000 | 0 | 0 |  | 0 |  | 161230
161502 | PWO25-09-00136 | 2025-09-29 00:00:00.000 | 2025-10-24 00:00:00.000 | 2080361500000 | 100.00 | in_progress | 0318330700000 | Automatic Halotron Fire Ext - Valve Complete For 4Kg & 6Kg, Material: Brass | 100.0000 | 0 | 0 |  | 56832 | SWO25-09-0033 | 161502
161502 | PWO25-09-00136 | 2025-09-29 00:00:00.000 | 2025-10-24 00:00:00.000 | 2080361500000 | 100.00 | in_progress | 0304700000000 | Label* - Vertical Arrow, 1 Colour Print (Black), Size: 80mm x 50mm, Material: White Vinyl | 100.0000 | 0 | 0 |  | 56832 | SWO25-09-0033 | 161502
161502 | PWO25-09-00136 | 2025-09-29 00:00:00.000 | 2025-10-24 00:00:00.000 | 2080361500000 | 100.00 | in_progress | 0309780000000 | Empty Cylinder - Size 4kg (Vol. 4.7L) For ABC/Halotron SP, Red Colour | 100.0000 | 0 | 0 |  | 56832 | SWO25-09-0033 | 161502
161502 | PWO25-09-00136 | 2025-09-29 00:00:00.000 | 2025-10-24 00:00:00.000 | 2080361500000 | 100.00 | in_progress | 0300980000000 | Gas - Halotron I (Pressurized Liquid) | 400.0000 | 0 | 0 |  | 56832 | SWO25-09-0033 | 161502
161502 | PWO25-09-00136 | 2025-09-29 00:00:00.000 | 2025-10-24 00:00:00.000 | 2080361500000 | 100.00 | in_progress | 0301050000000 | Gas - Industrial Argon (99.99%) AR | 8.0000 | 0 | 0 |  | 56832 | SWO25-09-0033 | 161502
161502 | PWO25-09-00136 | 2025-09-29 00:00:00.000 | 2025-10-24 00:00:00.000 | 2080361500000 | 100.00 | in_progress | 0303910100000 | Syphon Tube - For 2kg & 4kg Halotron FX, Material: Aluminium, 3/4"(O/D 19mm) L=342mm+3mm/-0mm x Thk 1.5mm | 100.0000 | 0 | 0 |  | 56832 | SWO25-09-0033 | 161502
161503 | PWO25-09-00137 | 2025-09-29 00:00:00.000 | 2025-10-24 00:00:00.000 | 0303650400000 | 75.00 | in_progress | 0303500000000 | Cafes - ¼" Serrated Hose Plug (Part 1 & 2) for O/D 6mm Hose Tubing, Material: Brass | 75.0000 | 0 | 0 |  | 56832 | SWO25-09-0033 | 161503
161503 | PWO25-09-00137 | 2025-09-29 00:00:00.000 | 2025-10-24 00:00:00.000 | 0303650400000 | 75.00 | in_progress | 0303650000000 | Cafes - Firetrace Tubing, Red, OD 6mm(+/-0.1mm)/ ID 4mm (+/-0.1mm ) | 450.0000 | 0 | 0 |  | 56832 | SWO25-09-0033 | 161503
161504 | PWO25-09-00138 | 2025-09-29 00:00:00.000 | 2025-09-29 00:00:00.000 | 0303650100000 | 85.00 | in_progress | 0303650000000 | Cafes - Firetrace Tubing, Red, OD 6mm(+/-0.1mm)/ ID 4mm (+/-0.1mm ) | 850.0000 | 0 | 0 |  | 56832 | SWO25-09-0033 | 161504
161504 | PWO25-09-00138 | 2025-09-29 00:00:00.000 | 2025-09-29 00:00:00.000 | 0303650100000 | 85.00 | in_progress | 0303500000000 | Cafes - ¼" Serrated Hose Plug (Part 1 & 2) for O/D 6mm Hose Tubing, Material: Brass | 85.0000 | 0 | 0 |  | 56832 | SWO25-09-0033 | 161504
161522 | PWO25-10-00005 | 2025-10-01 00:00:00.000 | 2026-02-28 00:00:00.000 | 2080150000001 | 3000.00 | in_progress | 0315160000000 | Label - COMBAT Logo Only (Blue) For 6/9 kg ABC FX, 225mm x 48mm, Blue (RAL 5002) Base c/w White Silkscreen (Reverse Print) - 1 Color, Material: White Vinyl | 3000.0000 | 1516171 | 1516171 | SO961599 | 56828 | SWO25-09-0030 | 161522
161522 | PWO25-10-00005 | 2025-10-01 00:00:00.000 | 2026-02-28 00:00:00.000 | 2080150000001 | 3000.00 | in_progress | 0305140000000 | Carton Box - L197 x W197 x H535mm, Material: T150/M/T150 D/W Horizontal Fluting, For 6kg FX (C-6ASE/Q-6SP/C-6FSE/C-6WSE/C-6ACE/C-6KSE), | 3000.0000 | 1516171 | 1516171 | SO961599 | 56828 | SWO25-09-0030 | 161522
161522 | PWO25-10-00005 | 2025-10-01 00:00:00.000 | 2026-02-28 00:00:00.000 | 2080150000001 | 3000.00 | in_progress | 0303240000000 | Syphon Tube - For 6.0kg ABC FX, O/D 16mm (0/-0.15) x Thk 2.4mm x Length 385mm +/-3mm c/w Thread 5/8"-18UNF on one side, 45deg Cut on other side, Material: HDPE | 3000.0000 | 1516171 | 1516171 | SO961599 | 56828 | SWO25-09-0030 | 161522
161522 | PWO25-10-00005 | 2025-10-01 00:00:00.000 | 2026-02-28 00:00:00.000 | 2080150000001 | 3000.00 | in_progress | 0309790000000 | Empty Cylinder - Size 6kg (Vol. 8.7L) For ABC/Halotron SP, Red Colour | 3000.0000 | 1516171 | 1516171 | SO961599 | 56828 | SWO25-09-0030 | 161522
161522 | PWO25-10-00005 | 2025-10-01 00:00:00.000 | 2026-02-28 00:00:00.000 | 2080150000001 | 3000.00 | in_progress | 0318830000000 | Fire Extinguishing Powder - ABC90 | 18000.0000 | 1516171 | 1516171 | SO961599 | 56828 | SWO25-09-0030 | 161522
161522 | PWO25-10-00005 | 2025-10-01 00:00:00.000 | 2026-02-28 00:00:00.000 | 2080150000001 | 3000.00 | in_progress | 0301310300000 | Stored Pressure Valve Complete For Powder FX - M30 x 1.5 c/w 23mm Pressure Gauge (03000200) & SS Safety Pin, Handle Black Colour, Material: EN12165 CuZn40Pb2 Brass | 3000.0000 | 1516171 | 1516171 | SO961599 | 56828 | SWO25-09-0030 | 161522
161522 | PWO25-10-00005 | 2025-10-01 00:00:00.000 | 2026-02-28 00:00:00.000 | 2080150000001 | 3000.00 | in_progress | 0302170000000 | Hook Bracket HB-74 - (For 6/9 kg ABC, 6/9Ltr Water/Foam, 6kg Halotron), 74mm x 3.0mm, Chrome Plated, Mild Steel | 3000.0000 | 1516171 | 1516171 | SO961599 | 56828 | SWO25-09-0030 | 161522
161522 | PWO25-10-00005 | 2025-10-01 00:00:00.000 | 2026-02-28 00:00:00.000 | 2080150000001 | 3000.00 | in_progress | 0300250300000 | Hose & Nozzle (New) Assembly - For 6kg FX, L440mm (+3/-0mm) x I/D 12.5mm x Thk 3.25mm, Inlet: 1/4" X 19BSPF Male Thread (Chrome Plated), Outlet: Nozzle Orifice = 7mm (+/- 0.5mm), Hose Specs: Black Braided PVC with Min Burst 750PSI, Material Of Nozzle: Black PP Plastic, Printing On Hose: "Max Working Pressure 15.5Bar, Test Pressure 23Bar" | 3000.0000 | 1516171 | 1516171 | SO961599 | 56828 | SWO25-09-0030 | 161522
161522 | PWO25-10-00005 | 2025-10-01 00:00:00.000 | 2026-02-28 00:00:00.000 | 2080150000001 | 3000.00 | in_progress | 0300690000000 | Gas- Compressed Nitrogen 99.99% | 330.0000 | 1516171 | 1516171 | SO961599 | 56828 | SWO25-09-0030 | 161522
161522 | PWO25-10-00005 | 2025-10-01 00:00:00.000 | 2026-02-28 00:00:00.000 | 2080150000001 | 3000.00 | in_progress | 0306580000000 | Plastic Skirting - Dia 181mm, Big (For 6/9kg FX ) | 3000.0000 | 1516171 | 1516171 | SO961599 | 56828 | SWO25-09-0030 | 161522
161593 | PWO25-10-00051 | 2025-10-09 00:00:00.000 | 2025-10-31 00:00:00.000 | 2080100000000 | 3.00 | in_progress | 0300390000000 | Nozzle - Yellow Plastic Discharge Nozzle, Material: UPVC | 3.0000 | 0 | 0 |  | 0 |  | 161593
161593 | PWO25-10-00051 | 2025-10-09 00:00:00.000 | 2025-10-31 00:00:00.000 | 2080100000000 | 3.00 | in_progress | 0306630000000 | Empty Cylinder - Size 2kg (Vol. 2.4L) For ABC/Halotron SP, Red Colour | 3.0000 | 0 | 0 |  | 0 |  | 161593
161593 | PWO25-10-00051 | 2025-10-09 00:00:00.000 | 2025-10-31 00:00:00.000 | 2080100000000 | 3.00 | in_progress | 0302150000000 | Hook Bracket HB-28 (For 1/2kg ABC,2kg CO2, 2kg Halotron), 28mm x 1.5mm Thk, Chrome Plated, Material: Mild Steel | 3.0000 | 0 | 0 |  | 0 |  | 161593
161593 | PWO25-10-00051 | 2025-10-09 00:00:00.000 | 2025-10-31 00:00:00.000 | 2080100000000 | 3.00 | in_progress | 0302470000000 | Fire Extinguishing Powder - ABC40 (1000kg/ Sack) | 6.0000 | 0 | 0 |  | 0 |  | 161593
161593 | PWO25-10-00051 | 2025-10-09 00:00:00.000 | 2025-10-31 00:00:00.000 | 2080100000000 | 3.00 | in_progress | 0301310300000 | Stored Pressure Valve Complete For Powder FX - M30 x 1.5 c/w 23mm Pressure Gauge (03000200) & SS Safety Pin, Handle Black Colour, Material: EN12165 CuZn40Pb2 Brass | 3.0000 | 0 | 0 |  | 0 |  | 161593
161593 | PWO25-10-00051 | 2025-10-09 00:00:00.000 | 2025-10-31 00:00:00.000 | 2080100000000 | 3.00 | in_progress | 0315150000000 | Label - COMBAT Logo Only (Blue) For 2/3/4kg ABC FX, 180mm x 40mm, Blue (RAL 5002) Base c/w White Silkscreen (Reverse Print) - 1 Color, Material: White Vinyl | 3.0000 | 0 | 0 |  | 0 |  | 161593
161593 | PWO25-10-00051 | 2025-10-09 00:00:00.000 | 2025-10-31 00:00:00.000 | 2080100000000 | 3.00 | in_progress | 0307160000000 | Setsco Label - Fire Extinguisher (ABC Powder) | 3.0000 | 0 | 0 |  | 0 |  | 161593
161593 | PWO25-10-00051 | 2025-10-09 00:00:00.000 | 2025-10-31 00:00:00.000 | 2080100000000 | 3.00 | in_progress | 0300690000000 | Gas- Compressed Nitrogen 99.99% | 0.1200 | 0 | 0 |  | 0 |  | 161593
161593 | PWO25-10-00051 | 2025-10-09 00:00:00.000 | 2025-10-31 00:00:00.000 | 2080100000000 | 3.00 | in_progress | 0303680000000 | Syphon Tube - For 2.0kg/4.0kg ABC FX, O/D 16mm (0/-0.15) x Thk 2.4mm x Length 347mm +3/-0 c/w Thread 5/8"-18UNF on one side, 45deg Cut on other side, Material: HDPE | 3.0000 | 0 | 0 |  | 0 |  | 161593
161670 | PWO25-10-00085 | 2025-10-17 00:00:00.000 | 2025-10-31 00:00:00.000 | 0307920600000 | 50.00 | in_progress | 0307920100000 | Socket - Reducing Socket 1" X 3/4", Parts For Discharge Gun 03079200,Material: GI | 50.0000 | 0 | 0 |  | 0 |  | 161670
161670 | PWO25-10-00085 | 2025-10-17 00:00:00.000 | 2025-10-31 00:00:00.000 | 0307920600000 | 50.00 | in_progress | 0318600000000 | Foam Gun Nozzle - Dia.18.8mm x Dia 14mm x Ht 22.00mm, Part For 03079200 c/w 4 Holes,Drawing Ref: LFI-0209,Material: Brass | 50.0000 | 0 | 0 |  | 0 |  | 161670
161670 | PWO25-10-00085 | 2025-10-17 00:00:00.000 | 2025-10-31 00:00:00.000 | 0307920600000 | 50.00 | in_progress | 0307920000000 | Plastic Squeeze Discharge Gun, dia 18.7 ( For Trolley FX ) | 50.0000 | 0 | 0 |  | 0 |  | 161670
161702 | PWO25-10-00105 | 2025-10-23 00:00:00.000 | 2025-12-31 00:00:00.000 | 0309870000000 | 30.00 | in_progress | 0302340000000 | Zinc Phosphate - Bonderite 880 MU (35kg/ Drum) | 2.1000 | 0 | 0 |  | 0 |  | 161702
161702 | PWO25-10-00105 | 2025-10-23 00:00:00.000 | 2025-12-31 00:00:00.000 | 0309870000000 | 30.00 | in_progress | 0303510200000 | Cold Rolled Sheet - 1.5mm x 920mm x 460mm, 9kg Cyl (1cyl/sheet), (4.98kg/Sheet), Material: JIS G3141 SPCD-SD/ SPCC-SD Anti-Fingerprint | 30.0000 | 0 | 0 |  | 0 |  | 161702
161702 | PWO25-10-00105 | 2025-10-23 00:00:00.000 | 2025-12-31 00:00:00.000 | 0309870000000 | 30.00 | in_progress | 0301070000000 | Welding Wire - 1.0mm, Mig Wire, AWS A5.18 ER70S-6, (15kg/Coil) | 3.5999 | 0 | 0 |  | 0 |  | 161702
161702 | PWO25-10-00105 | 2025-10-23 00:00:00.000 | 2025-12-31 00:00:00.000 | 0309870000000 | 30.00 | in_progress | 0302350000000 | PCE- Perchloroethylene (Degreasing Oil) | 2.6999 | 0 | 0 |  | 0 |  | 161702
161702 | PWO25-10-00105 | 2025-10-23 00:00:00.000 | 2025-12-31 00:00:00.000 | 0309870000000 | 30.00 | in_progress | 0302360000000 | Gas - Welding Gas (Mixed Gas), Ar/Mix | 2.4000 | 0 | 0 |  | 0 |  | 161702
161702 | PWO25-10-00105 | 2025-10-23 00:00:00.000 | 2025-12-31 00:00:00.000 | 0309870000000 | 30.00 | in_progress | 0300750000000 | Neck Ring - For Portable Cartridge Fire Ext 6-12kg, Material: GB8162-99/ GB/T3639-2008, Mild Steel Grade 20 | 30.0000 | 0 | 0 |  | 0 |  | 161702
161702 | PWO25-10-00105 | 2025-10-23 00:00:00.000 | 2025-12-31 00:00:00.000 | 0309870000000 | 30.00 | in_progress | 0303010000000 | Powder Coat - Red Powder, 20kg/Carton, To RAL3000, Outdoor Color, Normal Gloss | 4.2000 | 0 | 0 |  | 0 |  | 161702
161703 | PWO25-10-00106 | 2025-10-23 00:00:00.000 | 2025-12-31 00:00:00.000 | 0309820000000 | 30.00 | in_progress | 0300720000000 | Neck Ring - I/D M30 x 1.5mm (For Portable SP FX ), Material: GB8162-99/ GB/T3639-2008, Mild Steel Grade 20, Marking = L PT27Bar Year Batch No | 30.0000 | 0 | 0 |  | 0 |  | 161703
161703 | PWO25-10-00106 | 2025-10-23 00:00:00.000 | 2025-12-31 00:00:00.000 | 0309820000000 | 30.00 | in_progress | 0302340000000 | Zinc Phosphate - Bonderite 880 MU (35kg/ Drum) | 2.1000 | 0 | 0 |  | 0 |  | 161703
161703 | PWO25-10-00106 | 2025-10-23 00:00:00.000 | 2025-12-31 00:00:00.000 | 0309820000000 | 30.00 | in_progress | 0301070000000 | Welding Wire - 1.0mm, Mig Wire, AWS A5.18 ER70S-6, (15kg/Coil) | 3.5999 | 0 | 0 |  | 0 |  | 161703
161703 | PWO25-10-00106 | 2025-10-23 00:00:00.000 | 2025-12-31 00:00:00.000 | 0309820000000 | 30.00 | in_progress | 0302360000000 | Gas - Welding Gas (Mixed Gas), Ar/Mix | 2.4000 | 0 | 0 |  | 0 |  | 161703
161703 | PWO25-10-00106 | 2025-10-23 00:00:00.000 | 2025-12-31 00:00:00.000 | 0309820000000 | 30.00 | in_progress | 0302350000000 | PCE- Perchloroethylene (Degreasing Oil) | 2.6999 | 0 | 0 |  | 0 |  | 161703
161703 | PWO25-10-00106 | 2025-10-23 00:00:00.000 | 2025-12-31 00:00:00.000 | 0309820000000 | 30.00 | in_progress | 0303510200000 | Cold Rolled Sheet - 1.5mm x 920mm x 460mm, 9kg Cyl (1cyl/sheet), (4.98kg/Sheet), Material: JIS G3141 SPCD-SD/ SPCC-SD Anti-Fingerprint | 30.0000 | 0 | 0 |  | 0 |  | 161703
161703 | PWO25-10-00106 | 2025-10-23 00:00:00.000 | 2025-12-31 00:00:00.000 | 0309820000000 | 30.00 | in_progress | 0303010000000 | Powder Coat - Red Powder, 20kg/Carton, To RAL3000, Outdoor Color, Normal Gloss | 4.2000 | 0 | 0 |  | 0 |  | 161703
161704 | PWO25-10-00107 | 2025-10-23 00:00:00.000 | 2025-12-31 00:00:00.000 | 0309780300000 | 40.00 | planning | 0302360000000 | Gas - Welding Gas (Mixed Gas), Ar/Mix | 3.2000 | 0 | 0 |  | 0 |  | 161704
161704 | PWO25-10-00107 | 2025-10-23 00:00:00.000 | 2025-12-31 00:00:00.000 | 0309780300000 | 40.00 | planning | 0301070000000 | Welding Wire - 1.0mm, Mig Wire, AWS A5.18 ER70S-6, (15kg/Coil) | 4.8000 | 0 | 0 |  | 0 |  | 161704
161704 | PWO25-10-00107 | 2025-10-23 00:00:00.000 | 2025-12-31 00:00:00.000 | 0309780300000 | 40.00 | planning | 0302350000000 | PCE- Perchloroethylene (Degreasing Oil) | 4.8000 | 0 | 0 |  | 0 |  | 161704
161704 | PWO25-10-00107 | 2025-10-23 00:00:00.000 | 2025-12-31 00:00:00.000 | 0309780300000 | 40.00 | planning | 0303010000000 | Powder Coat - Red Powder, 20kg/Carton, To RAL3000, Outdoor Color, Normal Gloss | 3.5999 | 0 | 0 |  | 0 |  | 161704
161704 | PWO25-10-00107 | 2025-10-23 00:00:00.000 | 2025-12-31 00:00:00.000 | 0309780300000 | 40.00 | planning | 0300720000000 | Neck Ring - I/D M30 x 1.5mm (For Portable SP FX ), Material: GB8162-99/ GB/T3639-2008, Mild Steel Grade 20, Marking = L PT27Bar Year Batch No | 40.0000 | 0 | 0 |  | 0 |  | 161704
161704 | PWO25-10-00107 | 2025-10-23 00:00:00.000 | 2025-12-31 00:00:00.000 | 0309780300000 | 40.00 | planning | 0302340000000 | Zinc Phosphate - Bonderite 880 MU (35kg/ Drum) | 1.6000 | 0 | 0 |  | 0 |  | 161704
161704 | PWO25-10-00107 | 2025-10-23 00:00:00.000 | 2025-12-31 00:00:00.000 | 0309780300000 | 40.00 | planning | 0303511000000 | Cold Rolled Sheet - 1.5mm x 1065mm x 355mm, For 4kg Cyl (1.5 Cyl/ Sheet), (4.4518kg/pcs), Material: JIS G3141 SPCD-SD/ SPCC-SD | 26.6680 | 0 | 0 |  | 0 |  | 161704
161790 | PWO25-11-00009 | 2025-11-03 00:00:00.000 | 2026-01-12 00:00:00.000 | 2080361800000 | 11.00 | planning | 0303910300000 | Syphon Tube Aluminium 3/4"(OD19mm) X Thk 1.5mm - 6Kg Angle Installation, (382mm Length before bending) | 11.0000 | 0 | 0 |  | 56875 | SWO25-10-0023 | 161790
161790 | PWO25-11-00009 | 2025-11-03 00:00:00.000 | 2026-01-12 00:00:00.000 | 2080361800000 | 11.00 | planning | 0318330700000 | Automatic Halotron Fire Ext - Valve Complete For 4Kg & 6Kg, Material: Brass | 11.0000 | 0 | 0 |  | 56875 | SWO25-10-0023 | 161790
161790 | PWO25-11-00009 | 2025-11-03 00:00:00.000 | 2026-01-12 00:00:00.000 | 2080361800000 | 11.00 | planning | 0301050000000 | Gas - Industrial Argon (99.99%) AR | 0.8800 | 0 | 0 |  | 56875 | SWO25-10-0023 | 161790
161790 | PWO25-11-00009 | 2025-11-03 00:00:00.000 | 2026-01-12 00:00:00.000 | 2080361800000 | 11.00 | planning | 0309790000000 | Empty Cylinder - Size 6kg (Vol. 8.7L) For ABC/Halotron SP, Red Colour | 11.0000 | 0 | 0 |  | 56875 | SWO25-10-0023 | 161790
161790 | PWO25-11-00009 | 2025-11-03 00:00:00.000 | 2026-01-12 00:00:00.000 | 2080361800000 | 11.00 | planning | 0304700100000 | Label* - Slant Arrow, 1 Colour Print (Black), Size: 80mm x 50mm, Material: White Vinyl | 11.0000 | 0 | 0 |  | 56875 | SWO25-10-0023 | 161790
161790 | PWO25-11-00009 | 2025-11-03 00:00:00.000 | 2026-01-12 00:00:00.000 | 2080361800000 | 11.00 | planning | 0300980000000 | Gas - Halotron I (Pressurized Liquid) | 66.0000 | 0 | 0 |  | 56875 | SWO25-10-0023 | 161790
161814 | PWO25-11-00019 | 2025-11-04 00:00:00.000 | 2026-02-28 00:00:00.000 | 2080150000001 | 1500.00 | planning | 0300250300000 | Hose & Nozzle (New) Assembly - For 6kg FX, L440mm (+3/-0mm) x I/D 12.5mm x Thk 3.25mm, Inlet: 1/4" X 19BSPF Male Thread (Chrome Plated), Outlet: Nozzle Orifice = 7mm (+/- 0.5mm), Hose Specs: Black Braided PVC with Min Burst 750PSI, Material Of Nozzle: Black PP Plastic, Printing On Hose: "Max Working Pressure 15.5Bar, Test Pressure 23Bar" | 1500.0000 | 1518248 | 1518248 | SO962024 | 56852 | SWO25-10-0006 | 161814
161814 | PWO25-11-00019 | 2025-11-04 00:00:00.000 | 2026-02-28 00:00:00.000 | 2080150000001 | 1500.00 | planning | 0306580000000 | Plastic Skirting - Dia 181mm, Big (For 6/9kg FX ) | 1500.0000 | 1518248 | 1518248 | SO962024 | 56852 | SWO25-10-0006 | 161814
161814 | PWO25-11-00019 | 2025-11-04 00:00:00.000 | 2026-02-28 00:00:00.000 | 2080150000001 | 1500.00 | planning | 0309790000000 | Empty Cylinder - Size 6kg (Vol. 8.7L) For ABC/Halotron SP, Red Colour | 1500.0000 | 1518248 | 1518248 | SO962024 | 56852 | SWO25-10-0006 | 161814
161814 | PWO25-11-00019 | 2025-11-04 00:00:00.000 | 2026-02-28 00:00:00.000 | 2080150000001 | 1500.00 | planning | 0318830000000 | Fire Extinguishing Powder - ABC90 | 9000.0000 | 1518248 | 1518248 | SO962024 | 56852 | SWO25-10-0006 | 161814
161814 | PWO25-11-00019 | 2025-11-04 00:00:00.000 | 2026-02-28 00:00:00.000 | 2080150000001 | 1500.00 | planning | 0305140000000 | Carton Box - L197 x W197 x H535mm, Material: T150/M/T150 D/W Horizontal Fluting, For 6kg FX (C-6ASE/Q-6SP/C-6FSE/C-6WSE/C-6ACE/C-6KSE), | 1500.0000 | 1518248 | 1518248 | SO962024 | 56852 | SWO25-10-0006 | 161814
161814 | PWO25-11-00019 | 2025-11-04 00:00:00.000 | 2026-02-28 00:00:00.000 | 2080150000001 | 1500.00 | planning | 0315160000000 | Label - COMBAT Logo Only (Blue) For 6/9 kg ABC FX, 225mm x 48mm, Blue (RAL 5002) Base c/w White Silkscreen (Reverse Print) - 1 Color, Material: White Vinyl | 1500.0000 | 1518248 | 1518248 | SO962024 | 56852 | SWO25-10-0006 | 161814
161814 | PWO25-11-00019 | 2025-11-04 00:00:00.000 | 2026-02-28 00:00:00.000 | 2080150000001 | 1500.00 | planning | 0302170000000 | Hook Bracket HB-74 - (For 6/9 kg ABC, 6/9Ltr Water/Foam, 6kg Halotron), 74mm x 3.0mm, Chrome Plated, Mild Steel | 1500.0000 | 1518248 | 1518248 | SO962024 | 56852 | SWO25-10-0006 | 161814
161814 | PWO25-11-00019 | 2025-11-04 00:00:00.000 | 2026-02-28 00:00:00.000 | 2080150000001 | 1500.00 | planning | 0301310300000 | Stored Pressure Valve Complete For Powder FX - M30 x 1.5 c/w 23mm Pressure Gauge (03000200) & SS Safety Pin, Handle Black Colour, Material: EN12165 CuZn40Pb2 Brass | 1500.0000 | 1518248 | 1518248 | SO962024 | 56852 | SWO25-10-0006 | 161814
161814 | PWO25-11-00019 | 2025-11-04 00:00:00.000 | 2026-02-28 00:00:00.000 | 2080150000001 | 1500.00 | planning | 0300690000000 | Gas- Compressed Nitrogen 99.99% | 165.0000 | 1518248 | 1518248 | SO962024 | 56852 | SWO25-10-0006 | 161814
161814 | PWO25-11-00019 | 2025-11-04 00:00:00.000 | 2026-02-28 00:00:00.000 | 2080150000001 | 1500.00 | planning | 0303240000000 | Syphon Tube - For 6.0kg ABC FX, O/D 16mm (0/-0.15) x Thk 2.4mm x Length 385mm +/-3mm c/w Thread 5/8"-18UNF on one side, 45deg Cut on other side, Material: HDPE | 1500.0000 | 1518248 | 1518248 | SO962024 | 56852 | SWO25-10-0006 | 161814
161826 | PWO25-11-00025 | 2025-11-04 00:00:00.000 | 2025-11-25 00:00:00.000 | 0300320700000 | 50.00 | in_progress | 0300321000000 | Hose - 3/8" (I/D) CO2 Heavy Duty High Pressure Hose Only, Black Color, WP=180Bar, BP=720Bar, Printing On Hose: ". DN10 Din/EN853 - SAE R1AT 3/8" - 180Bar Flame Resistant | 26.0000 | 0 | 0 |  | 0 |  | 161826
161826 | PWO25-11-00025 | 2025-11-04 00:00:00.000 | 2025-11-25 00:00:00.000 | 0300320700000 | 50.00 | in_progress | 0314580000000 | Adaptor - Female (For 03003202 6M CO2 Hose & Horn),Brass Finish,Material : Brass | 50.0000 | 0 | 0 |  | 0 |  | 161826
161826 | PWO25-11-00025 | 2025-11-04 00:00:00.000 | 2025-11-25 00:00:00.000 | 0300320700000 | 50.00 | in_progress | 0323070300000 | Adaptor Set - Swivel Serrated c/w 1/2" BSP(F) Lock Nut For 3/8" Hose(Chamfer Face Not Flat Face Contact), For Cartridge Valve, Inlet: 3/8" Swivel Serrated, Outlet: 1/2" BSP(F) Swivel Lock Nut, Material: Mild Steel | 50.0000 | 0 | 0 |  | 0 |  | 161826
161826 | PWO25-11-00025 | 2025-11-04 00:00:00.000 | 2025-11-25 00:00:00.000 | 0300320700000 | 50.00 | in_progress | 0300510100000 | Nut c/w Jam Nut - For CO2 High Pressure Hose&Horn and Cart Trolley, Threading: W21.8-14, Material: Mild Steel c/w Chrome Plated | 50.0000 | 0 | 0 |  | 0 |  | 161826
161826 | PWO25-11-00025 | 2025-11-04 00:00:00.000 | 2025-11-25 00:00:00.000 | 0300320700000 | 50.00 | in_progress | 0323971300000 | CO2 Washer, Material: HDPE, OD: 19mm, ID: 10mm | 50.0000 | 0 | 0 |  | 0 |  | 161826
161826 | PWO25-11-00025 | 2025-11-04 00:00:00.000 | 2025-11-25 00:00:00.000 | 0300320700000 | 50.00 | in_progress | 0323783100000 | Ferrule - For 3/8" Hydraulic Hose (03003210 - CO2 Heavy Duty Hose), Material : Mild Steel/Aluminium | 100.0000 | 0 | 0 |  | 0 |  | 161826
161828 | PWO25-11-00027 | 2025-11-04 00:00:00.000 | 2025-11-04 00:00:00.000 | 0303920500000 | 105.00 | in_progress | 0311790200000 | Pipe - 5/8" x Thk 2.4mm x 1560mm (+10/-0), Material: HDPE | 34.6500 | 0 | 0 |  | 0 |  | 161828
161873 | PWO25-11-00064 | 2025-11-10 00:00:00.000 | 2025-11-17 00:00:00.000 | 0300250100000 | 30.00 | planning | 0319540100000 | Hose & Nozzle Assembly - 6 Liter Lithium FX, Inlet: ¼" X 19BSPF Male Thread (Chrome Plated), Outlet: Nozzle Orifice = 3xØ1.5mm (+/- 0.5mm), Hose Specs: Black Braided PVC, I/D 12.5mm X Thk 3.25mm X L450mm With Min Burst 750PSI, Material Of Nozzle: SS304, Printing on Hose: "Max Working Pressure 15.5Bar, Test Pressure 23Bar" | 15.0000 | 0 | 0 |  | 0 |  | 161873
161873 | PWO25-11-00064 | 2025-11-10 00:00:00.000 | 2025-11-17 00:00:00.000 | 0300250100000 | 30.00 | planning | 0316040000000 | Hose & Nozzle (New) Assembly - For 12kg ABC SP/Cart FX, Inlet: 1/4" x 19BSPF Male Thread (Chrome Plated), Outlet: Nozzle Orifice = 8.5mm (+/- 0.5mm), Hose Specs: Black Braided PVC, I/D 12.5mm x Thk 3.25mm x L620mm(+3/-0mm), with Min Burst 750PSI, Material Of Nozzle: Black PP Plastic, Printing On Hose: "Max Working Pressure 15.5Bar, Test Pressure 23Bar" | 15.0000 | 0 | 0 |  | 0 |  | 161873
161903 | PWO25-11-00083 | 2025-11-13 00:00:00.000 | 2026-02-28 00:00:00.000 | 2080150000001 | 700.00 | planning | 0309790000000 | Empty Cylinder - Size 6kg (Vol. 8.7L) For ABC/Halotron SP, Red Colour | 700.0000 | 1523067 | 1523067 | SO963141 | 56906 | SWO25-11-0015 | 161903
161903 | PWO25-11-00083 | 2025-11-13 00:00:00.000 | 2026-02-28 00:00:00.000 | 2080150000001 | 700.00 | planning | 0303240000000 | Syphon Tube - For 6.0kg ABC FX, O/D 16mm (0/-0.15) x Thk 2.4mm x Length 385mm +/-3mm c/w Thread 5/8"-18UNF on one side, 45deg Cut on other side, Material: HDPE | 700.0000 | 1523067 | 1523067 | SO963141 | 56906 | SWO25-11-0015 | 161903
161903 | PWO25-11-00083 | 2025-11-13 00:00:00.000 | 2026-02-28 00:00:00.000 | 2080150000001 | 700.00 | planning | 0300250300000 | Hose & Nozzle (New) Assembly - For 6kg FX, L440mm (+3/-0mm) x I/D 12.5mm x Thk 3.25mm, Inlet: 1/4" X 19BSPF Male Thread (Chrome Plated), Outlet: Nozzle Orifice = 7mm (+/- 0.5mm), Hose Specs: Black Braided PVC with Min Burst 750PSI, Material Of Nozzle: Black PP Plastic, Printing On Hose: "Max Working Pressure 15.5Bar, Test Pressure 23Bar" | 700.0000 | 1523067 | 1523067 | SO963141 | 56906 | SWO25-11-0015 | 161903
161903 | PWO25-11-00083 | 2025-11-13 00:00:00.000 | 2026-02-28 00:00:00.000 | 2080150000001 | 700.00 | planning | 0300690000000 | Gas- Compressed Nitrogen 99.99% | 77.0000 | 1523067 | 1523067 | SO963141 | 56906 | SWO25-11-0015 | 161903
161903 | PWO25-11-00083 | 2025-11-13 00:00:00.000 | 2026-02-28 00:00:00.000 | 2080150000001 | 700.00 | planning | 0305140000000 | Carton Box - L197 x W197 x H535mm, Material: T150/M/T150 D/W Horizontal Fluting, For 6kg FX (C-6ASE/Q-6SP/C-6FSE/C-6WSE/C-6ACE/C-6KSE), | 700.0000 | 1523067 | 1523067 | SO963141 | 56906 | SWO25-11-0015 | 161903
161903 | PWO25-11-00083 | 2025-11-13 00:00:00.000 | 2026-02-28 00:00:00.000 | 2080150000001 | 700.00 | planning | 0318830000000 | Fire Extinguishing Powder - ABC90 | 4200.0000 | 1523067 | 1523067 | SO963141 | 56906 | SWO25-11-0015 | 161903
161903 | PWO25-11-00083 | 2025-11-13 00:00:00.000 | 2026-02-28 00:00:00.000 | 2080150000001 | 700.00 | planning | 0301310300000 | Stored Pressure Valve Complete For Powder FX - M30 x 1.5 c/w 23mm Pressure Gauge (03000200) & SS Safety Pin, Handle Black Colour, Material: EN12165 CuZn40Pb2 Brass | 700.0000 | 1523067 | 1523067 | SO963141 | 56906 | SWO25-11-0015 | 161903
161903 | PWO25-11-00083 | 2025-11-13 00:00:00.000 | 2026-02-28 00:00:00.000 | 2080150000001 | 700.00 | planning | 0306580000000 | Plastic Skirting - Dia 181mm, Big (For 6/9kg FX ) | 700.0000 | 1523067 | 1523067 | SO963141 | 56906 | SWO25-11-0015 | 161903
161903 | PWO25-11-00083 | 2025-11-13 00:00:00.000 | 2026-02-28 00:00:00.000 | 2080150000001 | 700.00 | planning | 0302170000000 | Hook Bracket HB-74 - (For 6/9 kg ABC, 6/9Ltr Water/Foam, 6kg Halotron), 74mm x 3.0mm, Chrome Plated, Mild Steel | 700.0000 | 1523067 | 1523067 | SO963141 | 56906 | SWO25-11-0015 | 161903
161903 | PWO25-11-00083 | 2025-11-13 00:00:00.000 | 2026-02-28 00:00:00.000 | 2080150000001 | 700.00 | planning | 0315160000000 | Label - COMBAT Logo Only (Blue) For 6/9 kg ABC FX, 225mm x 48mm, Blue (RAL 5002) Base c/w White Silkscreen (Reverse Print) - 1 Color, Material: White Vinyl | 700.0000 | 1523067 | 1523067 | SO963141 | 56906 | SWO25-11-0015 | 161903
161983 | PWO25-11-00114 | 2025-11-21 00:00:00.000 | 2025-12-24 00:00:00.000 | 0300700000000 | 3240.00 | in_progress | 0303010000000 | Powder Coat - Red Powder, 20kg/Carton, To RAL3000, Outdoor Color, Normal Gloss | 32.4000 | 0 | 0 |  | 0 |  | 161983
161983 | PWO25-11-00114 | 2025-11-21 00:00:00.000 | 2025-12-24 00:00:00.000 | 0300700000000 | 3240.00 | in_progress | 0306480000000 | Length - 210mm, Drum Holder Bar, 1.2mm EG Plate | 16200.0000 | 0 | 0 |  | 0 |  | 161983
161983 | PWO25-11-00114 | 2025-11-21 00:00:00.000 | 2025-12-24 00:00:00.000 | 0300700000000 | 3240.00 | in_progress | 0306550000000 | Drum Holder - Disc, Material: 1.5mm EG Sheet | 3240.0000 | 0 | 0 |  | 0 |  | 161983
162047 | PWO25-12-00010 | 2025-12-01 00:00:00.000 | 2025-12-15 00:00:00.000 | 7080160200000 | 200.00 | in_progress | 0304980500000 | Plain Glass - Thk 1.8mm (+0.2/-0) x 50mm x 108mm(+0 /-0.5) - Break Glass For Jet Nozzle Box (New), Welding Shield Glass (Clear) | 200.0000 | 0 | 0 |  | 0 |  | 162047
162047 | PWO25-12-00010 | 2025-12-01 00:00:00.000 | 2025-12-15 00:00:00.000 | 7080160200000 | 200.00 | in_progress | 0308116200000 | 138mm(H) x 138mm(L) x 47mm(D) x 1.2mm - Wall Mounted Lockable Jet Nozzle Cabinet W/O Key - Empty Complete, Red Colour, Lock & Key, Plain Glass, Material: EG | 200.0000 | 0 | 0 |  | 0 |  | 162047
162047 | PWO25-12-00010 | 2025-12-01 00:00:00.000 | 2025-12-15 00:00:00.000 | 7080160200000 | 200.00 | in_progress | 0321250000000 | O Ring - I/D 12mm X 2.5mm, For Cab. For Jet Nozzles, 6/9/12Kg CO2 Cartridges, Material: NBR | 200.0000 | 0 | 0 |  | 0 |  | 162047
162047 | PWO25-12-00010 | 2025-12-01 00:00:00.000 | 2025-12-15 00:00:00.000 | 7080160200000 | 200.00 | in_progress | 0304810200000 | Bracket - Break Glass Plastic Bracket Holder (Red color) For Nozzle Box,Material: ABS | 200.0000 | 0 | 0 |  | 0 |  | 162047
162047 | PWO25-12-00010 | 2025-12-01 00:00:00.000 | 2025-12-15 00:00:00.000 | 7080160200000 | 200.00 | in_progress | 0307400800000 | Lock And Key/Cam Lock Set - For Jet Nozzle Cab, Material: ABS Plastic (consists of 03074002, 03074003, 03074004, 03074005, 03074006 & 03074007) | 200.0000 | 0 | 0 |  | 0 |  | 162047
162048 | PWO25-12-00011 | 2025-12-01 00:00:00.000 | 2025-12-08 00:00:00.000 | 0308116200000 | 200.00 | planning | 0303010000000 | Powder Coat - Red Powder, 20kg/Carton, To RAL3000, Outdoor Color, Normal Gloss | 10.0000 | 0 | 0 |  | 0 |  | 162048
162048 | PWO25-12-00011 | 2025-12-01 00:00:00.000 | 2025-12-08 00:00:00.000 | 0308116200000 | 200.00 | planning | 0304890000000 | Hinge - Detachable Hinge M.S. Without Bending Line (For All Door Outside Cabinets), Material: Mild Steel | 200.0000 | 0 | 0 |  | 0 |  | 162048
162048 | PWO25-12-00011 | 2025-12-01 00:00:00.000 | 2025-12-08 00:00:00.000 | 0308116200000 | 200.00 | planning | 0305420000000 | Electro Galvanised Steel Sheet - 1.2mm x 1219mm x 2438mm, JIS G3313 SECC Anti-Fingerprint, 28.1144kg/pcs | 10.0000 | 0 | 0 |  | 0 |  | 162048
162101 | PWO25-12-00040 | 2025-12-08 00:00:00.000 | 2025-12-15 00:00:00.000 | 7080010000000 | 102.00 | in_progress | 0307940100000 | 220mm(W) x 175mm(D) x 510mm(H) x 1.2mm - Wall Mounted Lockable FX Cabinet ( For 1/2/3kg ABC, 2kg Halotron) Empty Complete, Red Colour, Lock & Key, Viewing Glass, Break Glass, Electro-Galvanised Steel | 102.0000 | 0 | 0 |  | 0 |  | 162101
162101 | PWO25-12-00040 | 2025-12-08 00:00:00.000 | 2025-12-15 00:00:00.000 | 7080010000000 | 102.00 | in_progress | 0304980000000 | Plain Glass - 2mm x 101mm x 101mm - Break Glass For Cabinets | 102.0000 | 0 | 0 |  | 0 |  | 162101
162101 | PWO25-12-00040 | 2025-12-08 00:00:00.000 | 2025-12-15 00:00:00.000 | 7080010000000 | 102.00 | in_progress | 0304820100000 | Bracket - Glass Bracket Holder For Cabinet c/w Hanger, Material: 1.2mm EG | 102.0000 | 0 | 0 |  | 0 |  | 162101
162101 | PWO25-12-00040 | 2025-12-08 00:00:00.000 | 2025-12-15 00:00:00.000 | 7080010000000 | 102.00 | in_progress | 0303090000000 | Nut - M5 G.I. Hex Nut For Cabinets | 408.0000 | 0 | 0 |  | 0 |  | 162101
162101 | PWO25-12-00040 | 2025-12-08 00:00:00.000 | 2025-12-15 00:00:00.000 | 7080010000000 | 102.00 | in_progress | 0304820000000 | Bracket - Glass Bracket Holder For Cabinet, Material: 1.2mm EG | 306.0000 | 0 | 0 |  | 0 |  | 162101
162101 | PWO25-12-00040 | 2025-12-08 00:00:00.000 | 2025-12-15 00:00:00.000 | 7080010000000 | 102.00 | in_progress | 0304960000000 | Plain Glass - 3mm x 320mm x 155mm – View Glass for 2.0kg EG Cabinet (Door Outside) | 102.0000 | 0 | 0 |  | 0 |  | 162101
162101 | PWO25-12-00040 | 2025-12-08 00:00:00.000 | 2025-12-15 00:00:00.000 | 7080010000000 | 102.00 | in_progress | 0307400000000 | Lock And Key 20mm Cam Lock - Key Alike | 102.0000 | 0 | 0 |  | 0 |  | 162101
162153 | PWO25-12-00071 | 2025-12-12 00:00:00.000 | 2025-12-26 00:00:00.000 | 2080080000000 | 232.00 | in_progress | 0307000000000 | Label* - C-1ASE, 1kg ABC Top Label c/w Combat Logo, 68mm x 124mm, Fire Rating 5A/21B, Material: Blue Base c/w White Wordings & Clear Vinyl C/W White Wordings | 232.0000 | 0 | 0 |  | 0 |  | 162153
162153 | PWO25-12-00071 | 2025-12-12 00:00:00.000 | 2025-12-26 00:00:00.000 | 2080080000000 | 232.00 | in_progress | 0300690000000 | Gas- Compressed Nitrogen 99.99% | 928.0000 | 0 | 0 |  | 0 |  | 162153
162153 | PWO25-12-00071 | 2025-12-12 00:00:00.000 | 2025-12-26 00:00:00.000 | 2080080000000 | 232.00 | in_progress | 0302150000000 | Hook Bracket HB-28 (For 1/2kg ABC,2kg CO2, 2kg Halotron), 28mm x 1.5mm Thk, Chrome Plated, Material: Mild Steel | 232.0000 | 0 | 0 |  | 0 |  | 162153
162153 | PWO25-12-00071 | 2025-12-12 00:00:00.000 | 2025-12-26 00:00:00.000 | 2080080000000 | 232.00 | in_progress | 0306990000000 | Label* - C-1ASE, 1kg ABC (Bottom) c/w Made In Singapore, 79mm x 258mm, Material: Clear Vinyl c/w 1 Color White Silkscreen, Approval: FSP-2013-0128, Manufactured to: SS EN3 (Label c/w Lingjack Company Name & Website) | 232.0000 | 0 | 0 |  | 0 |  | 162153
162153 | PWO25-12-00071 | 2025-12-12 00:00:00.000 | 2025-12-26 00:00:00.000 | 2080080000000 | 232.00 | in_progress | 0300390000000 | Nozzle - Yellow Plastic Discharge Nozzle, Material: UPVC | 232.0000 | 0 | 0 |  | 0 |  | 162153
162153 | PWO25-12-00071 | 2025-12-12 00:00:00.000 | 2025-12-26 00:00:00.000 | 2080080000000 | 232.00 | in_progress | 0307160000000 | Setsco Label - Fire Extinguisher (ABC Powder) | 232.0000 | 0 | 0 |  | 0 |  | 162153
162153 | PWO25-12-00071 | 2025-12-12 00:00:00.000 | 2025-12-26 00:00:00.000 | 2080080000000 | 232.00 | in_progress | 0100010100000 | 1kg ABC Fire Ext Complete With Refill c/w Stored Pressure Valve, Pressure Gauge, Red Color w/o Nozzle w/o Hook Bracket | 232.0000 | 0 | 0 |  | 0 |  | 162153
162155 | PWO25-12-00073 | 2025-12-12 00:00:00.000 | 2025-12-31 00:00:00.000 | 2080120000000 | 2000.00 | in_progress | 0100030000000 | 3kg,ABC Fire Ext Complete,Red Color,w/o Nozzle w/o Hook Bracket | 2000.0000 | 0 | 0 |  | 0 |  | 162155
162155 | PWO25-12-00073 | 2025-12-12 00:00:00.000 | 2025-12-31 00:00:00.000 | 2080120000000 | 2000.00 | in_progress | 0300690000000 | Gas- Compressed Nitrogen 99.99% | 200.0000 | 0 | 0 |  | 0 |  | 162155
162155 | PWO25-12-00073 | 2025-12-12 00:00:00.000 | 2025-12-31 00:00:00.000 | 2080120000000 | 2000.00 | in_progress | 0301030000000 | Hook Bracket HB-36 (For 2.5/3Kg ABC),36mm x 1.5mm, Chrome Plated,Material: Mild Steel | 2000.0000 | 0 | 0 |  | 0 |  | 162155
162155 | PWO25-12-00073 | 2025-12-12 00:00:00.000 | 2025-12-31 00:00:00.000 | 2080120000000 | 2000.00 | in_progress | 0307160000000 | Setsco Label - Fire Extinguisher (ABC Powder) | 2000.0000 | 0 | 0 |  | 0 |  | 162155
162155 | PWO25-12-00073 | 2025-12-12 00:00:00.000 | 2025-12-31 00:00:00.000 | 2080120000000 | 2000.00 | in_progress | 0300390000000 | Nozzle - Yellow Plastic Discharge Nozzle, Material: UPVC | 2000.0000 | 0 | 0 |  | 0 |  | 162155
162155 | PWO25-12-00073 | 2025-12-12 00:00:00.000 | 2025-12-31 00:00:00.000 | 2080120000000 | 2000.00 | in_progress | 0315150000000 | Label - COMBAT Logo Only (Blue) For 2/3/4kg ABC FX, 180mm x 40mm, Blue (RAL 5002) Base c/w White Silkscreen (Reverse Print) - 1 Color, Material: White Vinyl | 2000.0000 | 0 | 0 |  | 0 |  | 162155
162156 | PWO25-12-00074 | 2025-12-12 00:00:00.000 | 2026-01-26 00:00:00.000 | 2080170200000 | 136.00 | in_progress | 0300010000000 | Stored Pressure Valve Complete For Water/Foam FX, M30 x 1.5 c/w 23mm Pressure Gauge (03000300) & SS Safety Pin, Handle Black Colour, Material: EN12165 CUZN40PB2 Brass | 136.0000 | 1317067 | 1317067 | SO928726 | 56956 | SWO25-12-0012 | 162156
162156 | PWO25-12-00074 | 2025-12-12 00:00:00.000 | 2026-01-26 00:00:00.000 | 2080170200000 | 136.00 | in_progress | 0301920000000 | Screw - Sheet Metal Self Taps Screw Flat Head CSK, #10 X 3/4" c/w Nickle Plated | 136.0000 | 1317067 | 1317067 | SO928726 | 56956 | SWO25-12-0012 | 162156
162156 | PWO25-12-00074 | 2025-12-12 00:00:00.000 | 2026-01-26 00:00:00.000 | 2080170200000 | 136.00 | in_progress | 0306580000000 | Plastic Skirting - Dia 181mm, Big (For 6/9kg FX ) | 136.0000 | 1317067 | 1317067 | SO928726 | 56956 | SWO25-12-0012 | 162156
162156 | PWO25-12-00074 | 2025-12-12 00:00:00.000 | 2026-01-26 00:00:00.000 | 2080170200000 | 136.00 | in_progress | 0301120100000 | Foam - SC-6 | 12.2400 | 1317067 | 1317067 | SO928726 | 56956 | SWO25-12-0012 | 162156
162156 | PWO25-12-00074 | 2025-12-12 00:00:00.000 | 2026-01-26 00:00:00.000 | 2080170200000 | 136.00 | in_progress | 0313270000000 | Syphon Tube With Water Filter Assembly - For 9L Water/Foam FX, O/D 16mm (0/-0.15) x Thk 2.4mm x Length = 481mm +/- 1mm c/w Thread 5/8"-18UNF On One Side and Fitted with Water Filter with Filter Hole Dia.1.3mm +/-0.3mm, Connection Thread 5/8"-18UNF Thread, White Colour, Material: HDPE | 136.0000 | 1317067 | 1317067 | SO928726 | 56956 | SWO25-12-0012 | 162156
162156 | PWO25-12-00074 | 2025-12-12 00:00:00.000 | 2026-01-26 00:00:00.000 | 2080170200000 | 136.00 | in_progress | 0309820000000 | Empty Cylinder - Size 9Ltr/6Ltr Watermist (Vol. 11.1L) SP c/w Internal Lining, Red Colour | 136.0000 | 1317067 | 1317067 | SO928726 | 56956 | SWO25-12-0012 | 162156
162156 | PWO25-12-00074 | 2025-12-12 00:00:00.000 | 2026-01-26 00:00:00.000 | 2080170200000 | 136.00 | in_progress | 0300680100000 | Hose & Nozzle (New) Assembly - For 9 Liter Foam c/w Plastic Skirt, I/D 12.5mm x THK 3.25mm x L530mm, Inlet: 1/4" x 19BSPF Male Thread (Chrome Plated), Outlet: Nozzle Orifice = 6 x 2mm (+/- 0.5mm), Hose Specs: Black Braided PVC, with Min Burst 750PSI, Material Of Nozzle: Black PP Plastic,Printing On Hose: "Max Working Pressure 15.5Bar, Test Pressure 23Bar" | 136.0000 | 1317067 | 1317067 | SO928726 | 56956 | SWO25-12-0012 | 162156
162156 | PWO25-12-00074 | 2025-12-12 00:00:00.000 | 2026-01-26 00:00:00.000 | 2080170200000 | 136.00 | in_progress | 0307160400000 | Setsco Label - Fire Extinguisher (Water/Foam/Water Mist) | 136.0000 | 1317067 | 1317067 | SO928726 | 56956 | SWO25-12-0012 | 162156
162156 | PWO25-12-00074 | 2025-12-12 00:00:00.000 | 2026-01-26 00:00:00.000 | 2080170200000 | 136.00 | in_progress | 0300280000000 | Body Belt - Big ( For 6 / 9kg ) | 136.0000 | 1317067 | 1317067 | SO928726 | 56956 | SWO25-12-0012 | 162156
162156 | PWO25-12-00074 | 2025-12-12 00:00:00.000 | 2026-01-26 00:00:00.000 | 2080170200000 | 136.00 | in_progress | 0300690000000 | Gas- Compressed Nitrogen 99.99% | 14.9600 | 1317067 | 1317067 | SO928726 | 56956 | SWO25-12-0012 | 162156
162156 | PWO25-12-00074 | 2025-12-12 00:00:00.000 | 2026-01-26 00:00:00.000 | 2080170200000 | 136.00 | in_progress | 0315180000000 | Label - COMBAT Logo Only For 6/9ltr Foam FX, Cream (RAL 1014) Base c/w Red (RAL 3000) Silkscreen (2 Color), 225mm X 48mm | 136.0000 | 1317067 | 1317067 | SO928726 | 56956 | SWO25-12-0012 | 162156
162156 | PWO25-12-00074 | 2025-12-12 00:00:00.000 | 2026-01-26 00:00:00.000 | 2080170200000 | 136.00 | in_progress | 0302170000000 | Hook Bracket HB-74 - (For 6/9 kg ABC, 6/9Ltr Water/Foam, 6kg Halotron), 74mm x 3.0mm, Chrome Plated, Mild Steel | 136.0000 | 1317067 | 1317067 | SO928726 | 56956 | SWO25-12-0012 | 162156
162156 | PWO25-12-00074 | 2025-12-12 00:00:00.000 | 2026-01-26 00:00:00.000 | 2080170200000 | 136.00 | in_progress | 0301120200000 | Additives - Inilam A | 183.6000 | 1317067 | 1317067 | SO928726 | 56956 | SWO25-12-0012 | 162156
162220 | PWO25-12-00100 | 2025-12-22 00:00:00.000 | 2026-01-15 00:00:00.000 | 2080170200000 | 60.00 | planning | 0300010000000 | Stored Pressure Valve Complete For Water/Foam FX, M30 x 1.5 c/w 23mm Pressure Gauge (03000300) & SS Safety Pin, Handle Black Colour, Material: EN12165 CUZN40PB2 Brass | 60.0000 | 0 | 0 |  | 0 |  | 162220
162220 | PWO25-12-00100 | 2025-12-22 00:00:00.000 | 2026-01-15 00:00:00.000 | 2080170200000 | 60.00 | planning | 0300280000000 | Body Belt - Big ( For 6 / 9kg ) | 60.0000 | 0 | 0 |  | 0 |  | 162220
162220 | PWO25-12-00100 | 2025-12-22 00:00:00.000 | 2026-01-15 00:00:00.000 | 2080170200000 | 60.00 | planning | 0306580000000 | Plastic Skirting - Dia 181mm, Big (For 6/9kg FX ) | 60.0000 | 0 | 0 |  | 0 |  | 162220
162220 | PWO25-12-00100 | 2025-12-22 00:00:00.000 | 2026-01-15 00:00:00.000 | 2080170200000 | 60.00 | planning | 0313270000000 | Syphon Tube With Water Filter Assembly - For 9L Water/Foam FX, O/D 16mm (0/-0.15) x Thk 2.4mm x Length = 481mm +/- 1mm c/w Thread 5/8"-18UNF On One Side and Fitted with Water Filter with Filter Hole Dia.1.3mm +/-0.3mm, Connection Thread 5/8"-18UNF Thread, White Colour, Material: HDPE | 60.0000 | 0 | 0 |  | 0 |  | 162220
162220 | PWO25-12-00100 | 2025-12-22 00:00:00.000 | 2026-01-15 00:00:00.000 | 2080170200000 | 60.00 | planning | 0301920000000 | Screw - Sheet Metal Self Taps Screw Flat Head CSK, #10 X 3/4" c/w Nickle Plated | 60.0000 | 0 | 0 |  | 0 |  | 162220
162220 | PWO25-12-00100 | 2025-12-22 00:00:00.000 | 2026-01-15 00:00:00.000 | 2080170200000 | 60.00 | planning | 0300680100000 | Hose & Nozzle (New) Assembly - For 9 Liter Foam c/w Plastic Skirt, I/D 12.5mm x THK 3.25mm x L530mm, Inlet: 1/4" x 19BSPF Male Thread (Chrome Plated), Outlet: Nozzle Orifice = 6 x 2mm (+/- 0.5mm), Hose Specs: Black Braided PVC, with Min Burst 750PSI, Material Of Nozzle: Black PP Plastic,Printing On Hose: "Max Working Pressure 15.5Bar, Test Pressure 23Bar" | 60.0000 | 0 | 0 |  | 0 |  | 162220
162220 | PWO25-12-00100 | 2025-12-22 00:00:00.000 | 2026-01-15 00:00:00.000 | 2080170200000 | 60.00 | planning | 0301120200000 | Additives - Inilam A | 81.0000 | 0 | 0 |  | 0 |  | 162220
162220 | PWO25-12-00100 | 2025-12-22 00:00:00.000 | 2026-01-15 00:00:00.000 | 2080170200000 | 60.00 | planning | 0302170000000 | Hook Bracket HB-74 - (For 6/9 kg ABC, 6/9Ltr Water/Foam, 6kg Halotron), 74mm x 3.0mm, Chrome Plated, Mild Steel | 60.0000 | 0 | 0 |  | 0 |  | 162220
162220 | PWO25-12-00100 | 2025-12-22 00:00:00.000 | 2026-01-15 00:00:00.000 | 2080170200000 | 60.00 | planning | 0307160400000 | Setsco Label - Fire Extinguisher (Water/Foam/Water Mist) | 60.0000 | 0 | 0 |  | 0 |  | 162220
162220 | PWO25-12-00100 | 2025-12-22 00:00:00.000 | 2026-01-15 00:00:00.000 | 2080170200000 | 60.00 | planning | 0301120100000 | Foam - SC-6 | 5.3999 | 0 | 0 |  | 0 |  | 162220
162220 | PWO25-12-00100 | 2025-12-22 00:00:00.000 | 2026-01-15 00:00:00.000 | 2080170200000 | 60.00 | planning | 0309820000000 | Empty Cylinder - Size 9Ltr/6Ltr Watermist (Vol. 11.1L) SP c/w Internal Lining, Red Colour | 60.0000 | 0 | 0 |  | 0 |  | 162220
162220 | PWO25-12-00100 | 2025-12-22 00:00:00.000 | 2026-01-15 00:00:00.000 | 2080170200000 | 60.00 | planning | 0315180000000 | Label - COMBAT Logo Only For 6/9ltr Foam FX, Cream (RAL 1014) Base c/w Red (RAL 3000) Silkscreen (2 Color), 225mm X 48mm | 60.0000 | 0 | 0 |  | 0 |  | 162220
162220 | PWO25-12-00100 | 2025-12-22 00:00:00.000 | 2026-01-15 00:00:00.000 | 2080170200000 | 60.00 | planning | 0300690000000 | Gas- Compressed Nitrogen 99.99% | 6.6000 | 0 | 0 |  | 0 |  | 162220
162250 | PWO25-12-00125 | 2025-12-30 00:00:00.000 | 2026-01-05 00:00:00.000 | 2180560000003 | 1.00 | planning | 0318580100000 | Screw - M8 X 16mm, Csk Head Cap Screw, Countersunk Head, Material: SS304, Stainless Steel A2 | 2.0000 | 0 | 0 |  | 0 |  | 162250
162250 | PWO25-12-00125 | 2025-12-30 00:00:00.000 | 2026-01-05 00:00:00.000 | 2180560000003 | 1.00 | planning | 0307920600000 | Foam Controllable Discharge Gun-Type 3, For All Foam Trolley Fx,,Inlet: 3/4" X 6M, Orifice Dia: 8 Mm X 4 Nos Holes, | 1.0000 | 0 | 0 |  | 0 |  | 162250
162250 | PWO25-12-00125 | 2025-12-30 00:00:00.000 | 2026-01-05 00:00:00.000 | 2180560000003 | 1.00 | planning | 0323778600001 | Syphone Tube, Dia : 22mm X 1150mm(L) For 150L Trolley (For New Cartridge Valve), UPVC | 1.0000 | 0 | 0 |  | 0 |  | 162250
162250 | PWO25-12-00125 | 2025-12-30 00:00:00.000 | 2026-01-05 00:00:00.000 | 2180560000003 | 1.00 | planning | 0302120000000 | Label* - C-135FTC, 135 Litres Foam Cart c/w Wheel Marked, LPCB & Setsco Logo, MED Approval No 67234, LPCB Approval No: 501f/05, Setsco Approval No: BCM-2019-0060, Fire Rating: 34A/ IVB (317B), Material: Clear Vinyl c/w 1 Colour White Silkscreen, Size: H225mm x W260mm (H) | 1.0000 | 0 | 0 |  | 0 |  | 162250
162250 | PWO25-12-00125 | 2025-12-30 00:00:00.000 | 2026-01-05 00:00:00.000 | 2180560000003 | 1.00 | planning | 0300320700000 | 510mm,Hose - CO2 Heavy Duty High Pressure Hose With Chrome Plated Fitting ( F/F ),Female Adaptor(03145800) With Swivel Nut(03005101) | 1.0000 | 0 | 0 |  | 0 |  | 162250
162250 | PWO25-12-00125 | 2025-12-30 00:00:00.000 | 2026-01-05 00:00:00.000 | 2180560000003 | 1.00 | planning | 0307040000000 | Label* - LINGJACK With COMBAT Logo Only For 6/9ltr Foam FX, Cream (RAL 1014) Base c/w Red (RAL 3000) Silkscreen (2 Color), Size: 225mm X 48mm | 1.0000 | 0 | 0 |  | 0 |  | 162250
162250 | PWO25-12-00125 | 2025-12-30 00:00:00.000 | 2026-01-05 00:00:00.000 | 2180560000003 | 1.00 | planning | 0300300000000 | 125mm, Plastic Safety Seal, White Color, (Plastic Tie, Commercial Grade) | 1.0000 | 0 | 0 |  | 0 |  | 162250
162250 | PWO25-12-00125 | 2025-12-30 00:00:00.000 | 2026-01-05 00:00:00.000 | 2180560000003 | 1.00 | planning | 0300330300000 | 3/4" I/D X 6m Hose c/w Male-Female Nipple - For All Types Of SP/Cart & Halotron Trolley, Black Color, Male Nipple : NPT (S016-12-12S), Female Nipple: BSP Parallel (S001-12-12S), WP: 300psi, BP 45bar, Material: Air Hose - Thermoplastic Rubber | 1.0000 | 0 | 0 |  | 0 |  | 162250
162250 | PWO25-12-00125 | 2025-12-30 00:00:00.000 | 2026-01-05 00:00:00.000 | 2180560000003 | 1.00 | planning | 0314950100000 | Nut - M8 SS304 Hex Nut For Trolley Valve | 2.0000 | 0 | 0 |  | 0 |  | 162250
162250 | PWO25-12-00125 | 2025-12-30 00:00:00.000 | 2026-01-05 00:00:00.000 | 2180560000003 | 1.00 | planning | 0319170100000 | 4.5L CO2 Cylinder with CE Approval Complete with CE Turn Valve WITHOUT SYPHON TUBE c/w 3.0kg CO2 Gas Refill, Red Color Material: Alloy Steel | 1.0000 | 0 | 0 |  | 0 |  | 162250
162250 | PWO25-12-00125 | 2025-12-30 00:00:00.000 | 2026-01-05 00:00:00.000 | 2180560000003 | 1.00 | planning | 0323778500000 | Discharge Tube, Dia 5/8"(15.8mm) X 1125mm(L) For 150Kg Trolley (For New Cartridge Valve), UPVC | 1.0000 | 0 | 0 |  | 0 |  | 162250
162250 | PWO25-12-00125 | 2025-12-30 00:00:00.000 | 2026-01-05 00:00:00.000 | 2180560000003 | 1.00 | planning | 0300170600000 | Air Release Valve For Cartridge Trolley c/w Discharge & Cartridge Connection Complete Assembly c/w 2 Connection Glued, Chrome Finish, Material: Brass CZ121 | 1.0000 | 0 | 0 |  | 0 |  | 162250
162250 | PWO25-12-00125 | 2025-12-30 00:00:00.000 | 2026-01-05 00:00:00.000 | 2180560000003 | 1.00 | planning | 0309880100000 | Empty Cylinder - 150 Liters/ 135 Liters Cart Trolley C/W 16" Wheel,,( Red Colour ), Empty Cylinder OD470 x H1134(+/-10mm) - 150 Liters SP & Cart Trolley c/w 16" Wheel, Red Colour (Dwg. No. 03098800) | 1.0000 | 0 | 0 |  | 0 |  | 162250
162250 | PWO25-12-00125 | 2025-12-30 00:00:00.000 | 2026-01-05 00:00:00.000 | 2180560000003 | 1.00 | planning | 0319490000000 | Hex Bolt - M8 X 35mm, Full Thread, C/w 1 Nut, Material: SS304, For All Cart Trolley | 2.0000 | 0 | 0 |  | 0 |  | 162250
162250 | PWO25-12-00125 | 2025-12-30 00:00:00.000 | 2026-01-05 00:00:00.000 | 2180560000003 | 1.00 | planning | 0300150300000 | CO2 Turn Valve Holder, Dia: 50mm X 2.0mm (Thk) c/w Hexagon Hole, Material: SS304 | 1.0000 | 0 | 0 |  | 0 |  | 162250
162250 | PWO25-12-00125 | 2025-12-30 00:00:00.000 | 2026-01-05 00:00:00.000 | 2180560000003 | 1.00 | planning | 0301860000000 | Iron Safety Pin - Dia. 3.85 (+0.2/-0), Material: Iron (Commercial Grade) Nickel Plated, | 1.0000 | 0 | 0 |  | 0 |  | 162250
162250 | PWO25-12-00125 | 2025-12-30 00:00:00.000 | 2026-01-05 00:00:00.000 | 2180560000003 | 1.00 | planning | 0323777400000 | Trolley Bracket - For 3kg CO2 Cartridge Bracket, Red Colour, Material: 3.6mm Mild Steel | 1.0000 | 0 | 0 |  | 0 |  | 162250
162250 | PWO25-12-00125 | 2025-12-30 00:00:00.000 | 2026-01-05 00:00:00.000 | 2180560000003 | 1.00 | planning | 0301120100000 | Foam - SC-6 | 1.3500 | 0 | 0 |  | 0 |  | 162250
162251 | PWO25-12-00126 | 2025-12-30 00:00:00.000 | 2026-01-23 00:00:00.000 | 0306720600000 | 60.00 | in_progress | 0304850100000 | Metal Plate - For 50kg Cart | 60.0000 | 0 | 0 |  | 0 |  | 162251
162251 | PWO25-12-00126 | 2025-12-30 00:00:00.000 | 2026-01-23 00:00:00.000 | 0306720600000 | 60.00 | in_progress | 0311230000000 | Flat Washer 7/8", OD: 50mm, ID: 26mm, Thk: 3mm, Material: GI, For Trolley | 120.0000 | 0 | 0 |  | 0 |  | 162251
162251 | PWO25-12-00126 | 2025-12-30 00:00:00.000 | 2026-01-23 00:00:00.000 | 0306720600000 | 60.00 | in_progress | 0301070200000 | Welding Wire - 1.2mm, Mig Wire, (15kg/Coil) | 18.0000 | 0 | 0 |  | 0 |  | 162251
162251 | PWO25-12-00126 | 2025-12-30 00:00:00.000 | 2026-01-23 00:00:00.000 | 0306720600000 | 60.00 | in_progress | 0303810000000 | Pipe - Black A - 20mm (3/4") Dia x 6m, O/D26.90mm x Thk 2.3mm, For Making Trolley Handle | 10.2000 | 0 | 0 |  | 0 |  | 162251
162251 | PWO25-12-00126 | 2025-12-30 00:00:00.000 | 2026-01-23 00:00:00.000 | 0306720600000 | 60.00 | in_progress | 0304190000000 | Cylinder Body - Upper Shell For 50kg ABC/ 45ltrs SP & Cart, Material: 3.6mm Hot Rolled Sheet | 60.0000 | 0 | 0 |  | 0 |  | 162251
162251 | PWO25-12-00126 | 2025-12-30 00:00:00.000 | 2026-01-23 00:00:00.000 | 0306720600000 | 60.00 | in_progress | 0312430000000 | 16" Solid Rubber Wheel For Trolley Fire Ext. Complete Assembly | 120.0000 | 0 | 0 |  | 0 |  | 162251
162251 | PWO25-12-00126 | 2025-12-30 00:00:00.000 | 2026-01-23 00:00:00.000 | 0306720600000 | 60.00 | in_progress | 0300730100000 | Neck Ring - For SP/Cart Trolley FX, Threading = G59.2 x 11 Threading, Material: Steel GB8162-99/ GB/T3639-2008 Mild Steel Grade 20 | 60.0000 | 0 | 0 |  | 0 |  | 162251
162251 | PWO25-12-00126 | 2025-12-30 00:00:00.000 | 2026-01-23 00:00:00.000 | 0306720600000 | 60.00 | in_progress | 0323210000000 | Cottor Pin - 3/16" X 1 1/4", Clip For Trolley Fire Extinguisher, Material : Galvanized Steel | 120.0000 | 0 | 0 |  | 0 |  | 162251
162251 | PWO25-12-00126 | 2025-12-30 00:00:00.000 | 2026-01-23 00:00:00.000 | 0306720600000 | 60.00 | in_progress | 0303010000000 | Powder Coat - Red Powder, 20kg/Carton, To RAL3000, Outdoor Color, Normal Gloss | 21.0000 | 0 | 0 |  | 0 |  | 162251
162251 | PWO25-12-00126 | 2025-12-30 00:00:00.000 | 2026-01-23 00:00:00.000 | 0306720600000 | 60.00 | in_progress | 0302360000000 | Gas - Welding Gas (Mixed Gas), Ar/Mix | 9.0000 | 0 | 0 |  | 0 |  | 162251
162251 | PWO25-12-00126 | 2025-12-30 00:00:00.000 | 2026-01-23 00:00:00.000 | 0306720600000 | 60.00 | in_progress | 0303820000000 | Solid Rod/ Round Bar - Dia. 25mm X L6m, Mild Steel (For 25kg Trolley) | 3.0000 | 0 | 0 |  | 0 |  | 162251
162251 | PWO25-12-00126 | 2025-12-30 00:00:00.000 | 2026-01-23 00:00:00.000 | 0306720600000 | 60.00 | in_progress | 0304200000000 | Cylinder Body - Lower Shell For 50kg ABC/ 45ltrs Foam SP & Cart, Material: 3.6mm Hot Rolled Sheet | 60.0000 | 0 | 0 |  | 0 |  | 162251
162252 | PWO25-12-00127 | 2025-12-30 00:00:00.000 | 2026-01-09 00:00:00.000 | 0312430000000 | 200.00 | in_progress | 0305550000000 | 16" Wheel Parts - Plastic Bearing Holder (x1) & Cover (x2), Black Color, Material: Virgin PP | 200.0000 | 0 | 0 |  | 0 |  | 162252
162252 | PWO25-12-00127 | 2025-12-30 00:00:00.000 | 2026-01-09 00:00:00.000 | 0312430000000 | 200.00 | in_progress | 0318500000000 | Hex Bolt - M8 X 16mm, Full Thread, C/w 1 Nut & 1 Spring Washer, Material: SS304, For 16" Wheel, | 1200.0000 | 0 | 0 |  | 0 |  | 162252
162252 | PWO25-12-00127 | 2025-12-30 00:00:00.000 | 2026-01-09 00:00:00.000 | 0312430000000 | 200.00 | in_progress | 0317370000000 | 16" Wheel Parts - Solid Rubber Ring,Black Color | 200.0000 | 0 | 0 |  | 0 |  | 162252
162252 | PWO25-12-00127 | 2025-12-30 00:00:00.000 | 2026-01-09 00:00:00.000 | 0312430000000 | 200.00 | in_progress | 0316790000000 | 16" Wheel Parts - Plate Cover (16" Dia X 1.2Mm Thk) - 1 Side,,Red Color,,Material: 1.2Mm Thk Eg Plate, | 400.0000 | 0 | 0 |  | 0 |  | 162252
162252 | PWO25-12-00127 | 2025-12-30 00:00:00.000 | 2026-01-09 00:00:00.000 | 0312430000000 | 200.00 | in_progress | 0320190000000 | 16" Wheel Parts - Bearing Housing (Carbon Steel Pipe),O/D 42.2mm X L68mm,Material: Mild Steel | 200.0000 | 0 | 0 |  | 0 |  | 162252
162252 | PWO25-12-00127 | 2025-12-30 00:00:00.000 | 2026-01-09 00:00:00.000 | 0312430000000 | 200.00 | in_progress | 0320200000000 | 16" Wheel Parts - Bearing Pin Dia. 5mm X L55mm, Material: Mild Steel | 2000.0000 | 0 | 0 |  | 0 |  | 162252
162272 | PWO26-01-00010 | 2026-01-05 00:00:00.000 | 2026-03-31 00:00:00.000 | 2080150000001 | 1200.00 | planning | 0315160000000 | Label - COMBAT Logo Only (Blue) For 6/9 kg ABC FX, 225mm x 48mm, Blue (RAL 5002) Base c/w White Silkscreen (Reverse Print) - 1 Color, Material: White Vinyl | 1200.0000 | 1528424 | 1528424 | SO964315 | 56969 | SWO25-12-0022 | 162272
162272 | PWO26-01-00010 | 2026-01-05 00:00:00.000 | 2026-03-31 00:00:00.000 | 2080150000001 | 1200.00 | planning | 0300690000000 | Gas- Compressed Nitrogen 99.99% | 132.0000 | 1528424 | 1528424 | SO964315 | 56969 | SWO25-12-0022 | 162272
162272 | PWO26-01-00010 | 2026-01-05 00:00:00.000 | 2026-03-31 00:00:00.000 | 2080150000001 | 1200.00 | planning | 0305140000000 | Carton Box - L197 x W197 x H535mm, Material: T150/M/T150 D/W Horizontal Fluting, For 6kg FX (C-6ASE/Q-6SP/C-6FSE/C-6WSE/C-6ACE/C-6KSE), | 1200.0000 | 1528424 | 1528424 | SO964315 | 56969 | SWO25-12-0022 | 162272
162272 | PWO26-01-00010 | 2026-01-05 00:00:00.000 | 2026-03-31 00:00:00.000 | 2080150000001 | 1200.00 | planning | 0318830000000 | Fire Extinguishing Powder - ABC90 | 7200.0000 | 1528424 | 1528424 | SO964315 | 56969 | SWO25-12-0022 | 162272
162272 | PWO26-01-00010 | 2026-01-05 00:00:00.000 | 2026-03-31 00:00:00.000 | 2080150000001 | 1200.00 | planning | 0302170000000 | Hook Bracket HB-74 - (For 6/9 kg ABC, 6/9Ltr Water/Foam, 6kg Halotron), 74mm x 3.0mm, Chrome Plated, Mild Steel | 1200.0000 | 1528424 | 1528424 | SO964315 | 56969 | SWO25-12-0022 | 162272
162272 | PWO26-01-00010 | 2026-01-05 00:00:00.000 | 2026-03-31 00:00:00.000 | 2080150000001 | 1200.00 | planning | 0301310300000 | Stored Pressure Valve Complete For Powder FX - M30 x 1.5 c/w 23mm Pressure Gauge (03000200) & SS Safety Pin, Handle Black Colour, Material: EN12165 CuZn40Pb2 Brass | 1200.0000 | 1528424 | 1528424 | SO964315 | 56969 | SWO25-12-0022 | 162272
162272 | PWO26-01-00010 | 2026-01-05 00:00:00.000 | 2026-03-31 00:00:00.000 | 2080150000001 | 1200.00 | planning | 0306580000000 | Plastic Skirting - Dia 181mm, Big (For 6/9kg FX ) | 1200.0000 | 1528424 | 1528424 | SO964315 | 56969 | SWO25-12-0022 | 162272
162272 | PWO26-01-00010 | 2026-01-05 00:00:00.000 | 2026-03-31 00:00:00.000 | 2080150000001 | 1200.00 | planning | 0309790000000 | Empty Cylinder - Size 6kg (Vol. 8.7L) For ABC/Halotron SP, Red Colour | 1200.0000 | 1528424 | 1528424 | SO964315 | 56969 | SWO25-12-0022 | 162272
162272 | PWO26-01-00010 | 2026-01-05 00:00:00.000 | 2026-03-31 00:00:00.000 | 2080150000001 | 1200.00 | planning | 0303240000000 | Syphon Tube - For 6.0kg ABC FX, O/D 16mm (0/-0.15) x Thk 2.4mm x Length 385mm +/-3mm c/w Thread 5/8"-18UNF on one side, 45deg Cut on other side, Material: HDPE | 1200.0000 | 1528424 | 1528424 | SO964315 | 56969 | SWO25-12-0022 | 162272
162272 | PWO26-01-00010 | 2026-01-05 00:00:00.000 | 2026-03-31 00:00:00.000 | 2080150000001 | 1200.00 | planning | 0300250300000 | Hose & Nozzle (New) Assembly - For 6kg FX, L440mm (+3/-0mm) x I/D 12.5mm x Thk 3.25mm, Inlet: 1/4" X 19BSPF Male Thread (Chrome Plated), Outlet: Nozzle Orifice = 7mm (+/- 0.5mm), Hose Specs: Black Braided PVC with Min Burst 750PSI, Material Of Nozzle: Black PP Plastic, Printing On Hose: "Max Working Pressure 15.5Bar, Test Pressure 23Bar" | 1200.0000 | 1528424 | 1528424 | SO964315 | 56969 | SWO25-12-0022 | 162272
162274 | PWO26-01-00012 | 2026-01-06 00:00:00.000 | 2026-01-26 00:00:00.000 | 7080071600000 | 30.00 | in_progress | 0308991000000 | 595mm(L) x 595mm(H) x 295mm(D) x 1.5mm - Empty Complete Cabinet For Breeching Inlet 4 Way Recess, Red Colour, Spring Lock, 6mm Wire Glass, BS5041-5, Material : EG Plate | 30.0000 | 0 | 0 |  | 0 |  | 162274
162274 | PWO26-01-00012 | 2026-01-06 00:00:00.000 | 2026-01-26 00:00:00.000 | 7080071600000 | 30.00 | in_progress | 0303090000000 | Nut - M5 G.I. Hex Nut For Cabinets | 180.0000 | 0 | 0 |  | 0 |  | 162274
162274 | PWO26-01-00012 | 2026-01-06 00:00:00.000 | 2026-01-26 00:00:00.000 | 7080071600000 | 30.00 | in_progress | 0307390000000 | Lock - Spring Lock (Brand:Q),Lock Body: Steel c/w Gold Finishing, Lockset & Keys: Stainless Steel Finish | 30.0000 | 0 | 0 |  | 0 |  | 162274
162274 | PWO26-01-00012 | 2026-01-06 00:00:00.000 | 2026-01-26 00:00:00.000 | 7080071600000 | 30.00 | in_progress | 0305000200000 | Wire Glass - 6mm x 475mm x 535mm For 4Way Recess BI To BS5041 | 30.0000 | 0 | 0 |  | 0 |  | 162274
162274 | PWO26-01-00012 | 2026-01-06 00:00:00.000 | 2026-01-26 00:00:00.000 | 7080071600000 | 30.00 | in_progress | 0304820000000 | Bracket - Glass Bracket Holder For Cabinet, Material: 1.2mm EG | 180.0000 | 0 | 0 |  | 0 |  | 162274
162282 | PWO26-01-00019 | 2026-01-06 00:00:00.000 | 2026-01-30 00:00:00.000 | 0323777400000 | 60.00 | in_progress | 0303010000000 | Powder Coat - Red Powder, 20kg/Carton, To RAL3000, Outdoor Color, Normal Gloss | 60.0000 | 0 | 0 |  | 0 |  | 162282
162282 | PWO26-01-00019 | 2026-01-06 00:00:00.000 | 2026-01-30 00:00:00.000 | 0323777400000 | 60.00 | in_progress | 0303570100000 | Hot Rolled Sheet - 3.6mm +/-0.1mm x 1219mm x 2650mm, 50kg Cyl Body(x2) or 75/100/150kg Cap (x8), 91.2897kg/pcs, Material: JIS3131 SPHD/SPHE | 0.6000 | 0 | 0 |  | 0 |  | 162282
162294 | PWO26-01-00025 | 2026-01-07 00:00:00.000 | 2026-01-30 00:00:00.000 | 0300330300000 | 64.00 | in_progress | 0300332400000 | Hose Only w/o Connection - ID3/4" X OD29mm X L100m, Air Rubber Hose, Black Color, WP=20Bar, BP=60Bar | 4.0000 | 0 | 0 |  | 0 |  | 162294
162294 | PWO26-01-00025 | 2026-01-07 00:00:00.000 | 2026-01-30 00:00:00.000 | 0300330300000 | 64.00 | in_progress | 0323754600000 | Ferrule - I/D 30mm To Fit 3/4" Air Hose (03003324), Material : Mild Steel / Aluminium | 128.0000 | 0 | 0 |  | 0 |  | 162294
162294 | PWO26-01-00025 | 2026-01-07 00:00:00.000 | 2026-01-30 00:00:00.000 | 0300330300000 | 64.00 | in_progress | 0323754400000 | Hose Nipple - 3/4" BSP(F) Swivel Straight/Parallel Thread To 3/4" Hose Tail, Mild Steel, (100Pcs/Box) | 64.0000 | 0 | 0 |  | 0 |  | 162294
162294 | PWO26-01-00025 | 2026-01-07 00:00:00.000 | 2026-01-30 00:00:00.000 | 0300330300000 | 64.00 | in_progress | 0323754500000 | Hose Nipple - 3/4" NPT(M) Thread OR 3/4" BSPT(M) To 3/4" Hose Tail, Mild Steel, c/w Chrome Finish, ( 80Pcs/Box) | 64.0000 | 0 | 0 |  | 0 |  | 162294
162295 | PWO26-01-00026 | 2026-01-07 00:00:00.000 | 2026-01-30 00:00:00.000 | 0300320700000 | 100.00 | in_progress | 0323971300000 | CO2 Washer, Material: HDPE, OD: 19mm, ID: 10mm | 100.0000 | 0 | 0 |  | 0 |  | 162295
162295 | PWO26-01-00026 | 2026-01-07 00:00:00.000 | 2026-01-30 00:00:00.000 | 0300320700000 | 100.00 | in_progress | 0300321000000 | Hose - 3/8" (I/D) CO2 Heavy Duty High Pressure Hose Only, Black Color, WP=180Bar, BP=720Bar, Printing On Hose: ". DN10 Din/EN853 - SAE R1AT 3/8" - 180Bar Flame Resistant | 52.0000 | 0 | 0 |  | 0 |  | 162295
162295 | PWO26-01-00026 | 2026-01-07 00:00:00.000 | 2026-01-30 00:00:00.000 | 0300320700000 | 100.00 | in_progress | 0300510100000 | Nut c/w Jam Nut - For CO2 High Pressure Hose&Horn and Cart Trolley, Threading: W21.8-14, Material: Mild Steel c/w Chrome Plated | 100.0000 | 0 | 0 |  | 0 |  | 162295
162295 | PWO26-01-00026 | 2026-01-07 00:00:00.000 | 2026-01-30 00:00:00.000 | 0300320700000 | 100.00 | in_progress | 0314580000000 | Adaptor - Female (For 03003202 6M CO2 Hose & Horn),Brass Finish,Material : Brass | 100.0000 | 0 | 0 |  | 0 |  | 162295
162295 | PWO26-01-00026 | 2026-01-07 00:00:00.000 | 2026-01-30 00:00:00.000 | 0300320700000 | 100.00 | in_progress | 0323070300000 | Adaptor Set - Swivel Serrated c/w 1/2" BSP(F) Lock Nut For 3/8" Hose(Chamfer Face Not Flat Face Contact), For Cartridge Valve, Inlet: 3/8" Swivel Serrated, Outlet: 1/2" BSP(F) Swivel Lock Nut, Material: Mild Steel | 100.0000 | 0 | 0 |  | 0 |  | 162295
162295 | PWO26-01-00026 | 2026-01-07 00:00:00.000 | 2026-01-30 00:00:00.000 | 0300320700000 | 100.00 | in_progress | 0323783100000 | Ferrule - For 3/8" Hydraulic Hose (03003210 - CO2 Heavy Duty Hose), Material : Mild Steel/Aluminium | 200.0000 | 0 | 0 |  | 0 |  | 162295
162297 | PWO26-01-00028 | 2026-01-07 00:00:00.000 | 2026-01-21 00:00:00.000 | 0309790000000 | 3200.00 | in_progress | 0303010000000 | Powder Coat - Red Powder, 20kg/Carton, To RAL3000, Outdoor Color, Normal Gloss | 384.0000 | 0 | 0 |  | 0 |  | 162297
162297 | PWO26-01-00028 | 2026-01-07 00:00:00.000 | 2026-01-21 00:00:00.000 | 0309790000000 | 3200.00 | in_progress | 0302340000000 | Zinc Phosphate - Bonderite 880 MU (35kg/ Drum) | 128.0000 | 0 | 0 |  | 0 |  | 162297
162297 | PWO26-01-00028 | 2026-01-07 00:00:00.000 | 2026-01-21 00:00:00.000 | 0309790000000 | 3200.00 | in_progress | 0303510300000 | Cold Rolled Sheet - 6kg Cyl (1.5cyl/sheet) - 1.5mm x 1230mm x 420mm, (6.0829kg/Sheet), Material: JIS G3141 SPCD-SD/ SPCC SD | 2133.4400 | 0 | 0 |  | 0 |  | 162297
162297 | PWO26-01-00028 | 2026-01-07 00:00:00.000 | 2026-01-21 00:00:00.000 | 0309790000000 | 3200.00 | in_progress | 0300720000000 | Neck Ring - I/D M30 x 1.5mm (For Portable SP FX ), Material: GB8162-99/ GB/T3639-2008, Mild Steel Grade 20, Marking = L PT27Bar Year Batch No | 3200.0000 | 0 | 0 |  | 0 |  | 162297
162297 | PWO26-01-00028 | 2026-01-07 00:00:00.000 | 2026-01-21 00:00:00.000 | 0309790000000 | 3200.00 | in_progress | 0301070000000 | Welding Wire - 1.0mm, Mig Wire, AWS A5.18 ER70S-6, (15kg/Coil) | 480.0000 | 0 | 0 |  | 0 |  | 162297
162297 | PWO26-01-00028 | 2026-01-07 00:00:00.000 | 2026-01-21 00:00:00.000 | 0309790000000 | 3200.00 | in_progress | 0302360000000 | Gas - Welding Gas (Mixed Gas), Ar/Mix | 256.0000 | 0 | 0 |  | 0 |  | 162297
162297 | PWO26-01-00028 | 2026-01-07 00:00:00.000 | 2026-01-21 00:00:00.000 | 0309790000000 | 3200.00 | in_progress | 0302350000000 | PCE- Perchloroethylene (Degreasing Oil) | 448.0000 | 0 | 0 |  | 0 |  | 162297
162312 | PWO26-01-00043 | 2026-01-09 00:00:00.000 | 2026-01-30 00:00:00.000 | 2080100000000 | 888.00 | in_progress | 0300690000000 | Gas- Compressed Nitrogen 99.99% | 35.5200 | 0 | 0 |  | 0 |  | 162312
162312 | PWO26-01-00043 | 2026-01-09 00:00:00.000 | 2026-01-30 00:00:00.000 | 2080100000000 | 888.00 | in_progress | 0307160000000 | Setsco Label - Fire Extinguisher (ABC Powder) | 888.0000 | 0 | 0 |  | 0 |  | 162312
162312 | PWO26-01-00043 | 2026-01-09 00:00:00.000 | 2026-01-30 00:00:00.000 | 2080100000000 | 888.00 | in_progress | 0302150000000 | Hook Bracket HB-28 (For 1/2kg ABC,2kg CO2, 2kg Halotron), 28mm x 1.5mm Thk, Chrome Plated, Material: Mild Steel | 888.0000 | 0 | 0 |  | 0 |  | 162312
162312 | PWO26-01-00043 | 2026-01-09 00:00:00.000 | 2026-01-30 00:00:00.000 | 2080100000000 | 888.00 | in_progress | 0100070000000 | 2kg ABC Fire Ext Complete With Refill c/w Stored Pressure Valve, Pressure Gauge, Red Color w/o Nozzle w/o Hook Bracket | 888.0000 | 0 | 0 |  | 0 |  | 162312
162312 | PWO26-01-00043 | 2026-01-09 00:00:00.000 | 2026-01-30 00:00:00.000 | 2080100000000 | 888.00 | in_progress | 0300390000000 | Nozzle - Yellow Plastic Discharge Nozzle, Material: UPVC | 888.0000 | 0 | 0 |  | 0 |  | 162312
162312 | PWO26-01-00043 | 2026-01-09 00:00:00.000 | 2026-01-30 00:00:00.000 | 2080100000000 | 888.00 | in_progress | 0315150000000 | Label - COMBAT Logo Only (Blue) For 2/3/4kg ABC FX, 180mm x 40mm, Blue (RAL 5002) Base c/w White Silkscreen (Reverse Print) - 1 Color, Material: White Vinyl | 888.0000 | 0 | 0 |  | 0 |  | 162312
162333 | PWO26-01-00055 | 2026-01-13 00:00:00.000 | 2026-02-05 00:00:00.000 | 8080140024001 | 4.00 | in_progress | 0307250100000 | Label* - Hose Reel Manual High Pressure c/w COMBAT, Model: HR0281/ HR0280/ HR0278/ HR0279/ HR0287/ HR0288 For 1" Or Ø33mm High Pressure Manual Hose Reel c/w LPCB, Ø148mm, Material: White Vinyl With 1 Colour Reverse Print - Black Base c/w White Silkscreen | 4.0000 | 1530265 | 1530265 | SO964715 | 56988 | SWO26-01-0011 | 162333
162333 | PWO26-01-00055 | 2026-01-13 00:00:00.000 | 2026-02-05 00:00:00.000 | 8080140024001 | 4.00 | in_progress | 0300540000000 | Drum Washer, Black Color,Material: Plastic | 8.0000 | 1530265 | 1530265 | SO964715 | 56988 | SWO26-01-0011 | 162333
162333 | PWO26-01-00055 | 2026-01-13 00:00:00.000 | 2026-02-05 00:00:00.000 | 8080140024001 | 4.00 | in_progress | 0321820000000 | Spring - Kinking Spring - 2.0mm Thk x I/D37mm x 10.0mm Pitching x L300mm, For 1" (20Bar) Hose, Material: SS304 | 4.0000 | 1530265 | 1530265 | SO964715 | 56988 | SWO26-01-0011 | 162333
162333 | PWO26-01-00055 | 2026-01-13 00:00:00.000 | 2026-02-05 00:00:00.000 | 8080140024001 | 4.00 | in_progress | 0303090100000 | Nut - M5 SS304 For Cabinets | 40.0000 | 1530265 | 1530265 | SO964715 | 56988 | SWO26-01-0011 | 162333
162333 | PWO26-01-00055 | 2026-01-13 00:00:00.000 | 2026-02-05 00:00:00.000 | 8080140024001 | 4.00 | in_progress | 0320970300000 | Double Waterway - 1" Waterway Top Inlet Complete Assy, Inlet 1" BSP(M), Outlet: 1" BSP(M), Material: LG2 | 4.0000 | 1530265 | 1530265 | SO964715 | 56988 | SWO26-01-0011 | 162333
162333 | PWO26-01-00055 | 2026-01-13 00:00:00.000 | 2026-02-05 00:00:00.000 | 8080140024001 | 4.00 | in_progress | 0320960100000 | Ferrule - For 1" High Pressure Hose (COMBAT), Material: SS316 | 16.0000 | 1530265 | 1530265 | SO964715 | 56988 | SWO26-01-0011 | 162333
162333 | PWO26-01-00055 | 2026-01-13 00:00:00.000 | 2026-02-05 00:00:00.000 | 8080140024001 | 4.00 | in_progress | 0311440000000 | Hose Reel Plastic Cover | 4.0000 | 1530265 | 1530265 | SO964715 | 56988 | SWO26-01-0011 | 162333
162333 | PWO26-01-00055 | 2026-01-13 00:00:00.000 | 2026-02-05 00:00:00.000 | 8080140024001 | 4.00 | in_progress | 0323070000000 | Adaptor Set - Swivel Serrated C/W 1" BSP(F) Lock Nut For 1" Hose, c/w M5 X 5mm GI Jam Nut,Inlet: 1" Swivel Serrated,Outlet: 1" BSP(F) Swivel Lock Nut, Material: Brass | 8.0000 | 1530265 | 1530265 | SO964715 | 56988 | SWO26-01-0011 | 162333
162333 | PWO26-01-00055 | 2026-01-13 00:00:00.000 | 2026-02-05 00:00:00.000 | 8080140024001 | 4.00 | in_progress | 0300332100000 | 1" X 1M Length, Hose - For Inlet Extension (Semi-Rigid EN694 WP20Bar Hose), Red Color, Smooth Finish,To EN694 Standard | 4.0000 | 1530265 | 1530265 | SO964715 | 56988 | SWO26-01-0011 | 162333
162333 | PWO26-01-00055 | 2026-01-13 00:00:00.000 | 2026-02-05 00:00:00.000 | 8080140024001 | 4.00 | in_progress | 0323090000000 | Telfon Disc For 1" Swivel Adaptor - O/D 30.0mm x I/D 22.0mm x Thk 3.0mm, Material: Telfon | 16.0000 | 1530265 | 1530265 | SO964715 | 56988 | SWO26-01-0011 | 162333
162333 | PWO26-01-00055 | 2026-01-13 00:00:00.000 | 2026-02-05 00:00:00.000 | 8080140024001 | 4.00 | in_progress | 0318930000000 | Jet/Spray Nozzle - C-Nozzle, Model C18 c/w 1" BSP Male Inlet, At 6 Bar, 370L/Min(Jet) & 636 (Jet/Spray), Jet Distance 33M, Material: Brass | 4.0000 | 1530265 | 1530265 | SO964715 | 56988 | SWO26-01-0011 | 162333
162333 | PWO26-01-00055 | 2026-01-13 00:00:00.000 | 2026-02-05 00:00:00.000 | 8080140024001 | 4.00 | in_progress | 0310050300000 | 1.2Mm,Drum Plate Front (Dia. 585Mm) With Center 100Mm Hole,,Red,,Ss316L | 4.0000 | 1530265 | 1530265 | SO964715 | 56988 | SWO26-01-0011 | 162333
162333 | PWO26-01-00055 | 2026-01-13 00:00:00.000 | 2026-02-05 00:00:00.000 | 8080140024001 | 4.00 | in_progress | 0310520000000 | Carton Box - L700mm x W275mm x H655mm,Hosereel Hr-0278 (50000035/50000036), Open Top,,Material: T150/M/T150 d/w Horizontal Fluting | 4.0000 | 1530265 | 1530265 | SO964715 | 56988 | SWO26-01-0011 | 162333
162333 | PWO26-01-00055 | 2026-01-13 00:00:00.000 | 2026-02-05 00:00:00.000 | 8080140024001 | 4.00 | in_progress | 0321120900000 | Drum Holder - Dia.200Mm X L180Mm X D75 For Double Waterway,,Red,,1.2Mm,Ss316 | 4.0000 | 1530265 | 1530265 | SO964715 | 56988 | SWO26-01-0011 | 162333
162333 | PWO26-01-00055 | 2026-01-13 00:00:00.000 | 2026-02-05 00:00:00.000 | 8080140024001 | 4.00 | in_progress | 0300331700000 | 1" X 25m (+0.3/ -0 ) Semi Rigid Reel Hose, Red Color, Smooth Finish, WP 20Bar, I/D = 25mm +/-0.2mm, Markings on Hose: "COMBAT EN694-2001 A2 25mm 20Bar W.P. Date, Made In Australia" | 4.0000 | 1530265 | 1530265 | SO964715 | 56988 | SWO26-01-0011 | 162333
162333 | PWO26-01-00055 | 2026-01-13 00:00:00.000 | 2026-02-05 00:00:00.000 | 8080140024001 | 4.00 | in_progress | 0302820100000 | Hex Bolt - M5 X 10mm, Full Thread, Material: SS316, | 40.0000 | 1530265 | 1530265 | SO964715 | 56988 | SWO26-01-0011 | 162333
162333 | PWO26-01-00055 | 2026-01-13 00:00:00.000 | 2026-02-05 00:00:00.000 | 8080140024001 | 4.00 | in_progress | 0320850500000 | Angle Swing Arm Complete - For Drum Dia 585Mm (Right Mounting),,Red,,Material: Ss316, | 4.0000 | 1530265 | 1530265 | SO964715 | 56988 | SWO26-01-0011 | 162333
162333 | PWO26-01-00055 | 2026-01-13 00:00:00.000 | 2026-02-05 00:00:00.000 | 8080140024001 | 4.00 | in_progress | 0310060200000 | 1.2Mm,Drum Plate Back (Dia. 585Mm),Red Color,,Ss316L | 4.0000 | 1530265 | 1530265 | SO964715 | 56988 | SWO26-01-0011 | 162333
162334 | PWO26-01-00056 | 2026-01-13 00:00:00.000 | 2026-01-27 00:00:00.000 | 0300332100000 | 4.00 | in_progress | 0300332800000 | Hose - 1" X 60m, Semi-Rigid Hose (EN694 , WP20Bar), Red Color, Smooth Finish | 0.0640 | 1530265 | 1530265 | SO964715 | 56988 | SWO26-01-0011 | 162334
162339 | PWO26-01-00061 | 2026-01-13 00:00:00.000 | 2026-01-23 00:00:00.000 | 0321120900000 | 4.00 | in_progress | 0303010000000 | Powder Coat - Red Powder, 20kg/Carton, To RAL3000, Outdoor Color, Normal Gloss | 0.0800 | 1530265 | 1530265 | SO964715 | 56988 | SWO26-01-0011 | 162339
162339 | PWO26-01-00061 | 2026-01-13 00:00:00.000 | 2026-01-23 00:00:00.000 | 0321120900000 | 4.00 | in_progress | 0304330000000 | Stainless Steel Sheet - SS316L/2B To ASTM A240 STD, 1.2mm x 4' x 8' | 0.1200 | 1530265 | 1530265 | SO964715 | 56988 | SWO26-01-0011 | 162339
162356 | PWO26-01-00065 | 2026-01-14 00:00:00.000 | 2026-02-10 00:00:00.000 | 8080009918001 | 400.00 | in_progress | 0315390000000 | 1" Gate Valve, O/C, 1" BSPT Female/ Female, WP: 16Bar, BP:27.5Bar,Material: Brass c/w "COMBAT" Casted On Valve Body | 400.0000 | 0 | 0 |  | 0 |  | 162356
162356 | PWO26-01-00065 | 2026-01-14 00:00:00.000 | 2026-02-10 00:00:00.000 | 8080009918001 | 400.00 | in_progress | 0301270000000 | Drum Plate - Rear, Red Colour, Dia. 525mm, Material: 0.8mm EG | 800.0000 | 0 | 0 |  | 0 |  | 162356
162356 | PWO26-01-00065 | 2026-01-14 00:00:00.000 | 2026-02-10 00:00:00.000 | 8080009918001 | 400.00 | in_progress | 0304750000000 | Label* - 1" Manual Hose Reel c/w COMBAT c/w LPCB, Model HR-1SW, Ø148mm, Working Pressure: 12Bar, To EN671-1:2012, Material: White Vinyl c/w 1 Color Reverse Print - Black Base c/w White Silkscreen | 400.0000 | 0 | 0 |  | 0 |  | 162356
162356 | PWO26-01-00065 | 2026-01-14 00:00:00.000 | 2026-02-10 00:00:00.000 | 8080009918001 | 400.00 | in_progress | 0301340000000 | Aluminium Blind Rivet - dia 4.8 x 8.0 mm | 4000.0000 | 0 | 0 |  | 0 |  | 162356
162356 | PWO26-01-00065 | 2026-01-14 00:00:00.000 | 2026-02-10 00:00:00.000 | 8080009918001 | 400.00 | in_progress | 0307170000000 | Setsco Label - Hose Reel | 400.0000 | 0 | 0 |  | 0 |  | 162356
162356 | PWO26-01-00065 | 2026-01-14 00:00:00.000 | 2026-02-10 00:00:00.000 | 8080009918001 | 400.00 | in_progress | 0301320000000 | Hose Clip - Band Width 12mm, Clamping Range 20mm - 32mm, For 1" EN694 Hose, Material: Alu-Zinc/SS | 800.0000 | 0 | 0 |  | 0 |  | 162356
162356 | PWO26-01-00065 | 2026-01-14 00:00:00.000 | 2026-02-10 00:00:00.000 | 8080009918001 | 400.00 | in_progress | 0300330000000 | 1" x 29.7m (+0.3/ -0 ) Semi Rigid Reel Hose, Red Color, Smooth Finish, Make To EN694-2014 Standard, WP 12Bar, I/D = 25mm +0/-0.5mm, O/D 32mm (min), Markings on Hose: "COMBAT Fire Hose EN694-2014 A2 25mm 1.2MPa W.P. Mth/Year-Batch Number" (Dwg. No. 03003300) | 400.0000 | 0 | 0 |  | 0 |  | 162356
162356 | PWO26-01-00065 | 2026-01-14 00:00:00.000 | 2026-02-10 00:00:00.000 | 8080009918001 | 400.00 | in_progress | 0300540000000 | Drum Washer, Black Color,Material: Plastic | 800.0000 | 0 | 0 |  | 0 |  | 162356
162356 | PWO26-01-00065 | 2026-01-14 00:00:00.000 | 2026-02-10 00:00:00.000 | 8080009918001 | 400.00 | in_progress | 0300840000000 | 1" Jet Nozzle, Body Chrome, Orifice Diameter 6mm +0.2/-0, Material: Brass | 400.0000 | 0 | 0 |  | 0 |  | 162356
162356 | PWO26-01-00065 | 2026-01-14 00:00:00.000 | 2026-02-10 00:00:00.000 | 8080009918001 | 400.00 | in_progress | 0300800000000 | 1" Hose Reel Armset Assembly without Holes, Red Color, Material: Aluminium Alloy | 400.0000 | 0 | 0 |  | 0 |  | 162356
162356 | PWO26-01-00065 | 2026-01-14 00:00:00.000 | 2026-02-10 00:00:00.000 | 8080009918001 | 400.00 | in_progress | 0300700000000 | Drum Holder Disc & Bar Assembly - For Manual HR c/w Colour (Mixed Colour), 1.2mm X L 210mm, Material: 1.2mm EG Plate | 400.0000 | 0 | 0 |  | 0 |  | 162356
162356 | PWO26-01-00065 | 2026-01-14 00:00:00.000 | 2026-02-10 00:00:00.000 | 8080009918001 | 400.00 | in_progress | 0303880300000 | Ferrule - Aluminium Ferrule For 1" EN694 Hose, Length=34mm, O/D Dia. 34.4mm x Thk 1.2mm, Chamfer Edge, Material: Aluminium | 400.0000 | 0 | 0 |  | 0 |  | 162356
162356 | PWO26-01-00065 | 2026-01-14 00:00:00.000 | 2026-02-10 00:00:00.000 | 8080009918001 | 400.00 | in_progress | 0301300000000 | Bracket - Nozzle Bracket For 3/4" & 1" HR, Material: 1.5mm EG | 400.0000 | 0 | 0 |  | 0 |  | 162356
162356 | PWO26-01-00065 | 2026-01-14 00:00:00.000 | 2026-02-10 00:00:00.000 | 8080009918001 | 400.00 | in_progress | 0300710000000 | 1" Outlet S-Bend Assembly - Fully Assembled & Tested, Material: Aluminium Alloy | 400.0000 | 0 | 0 |  | 0 |  | 162356
162369 | PWO26-01-00078 | 2026-01-16 00:00:00.000 | 2026-02-13 00:00:00.000 | 2180440000000 | 48.00 | in_progress | 0300170600000 | Air Release Valve For Cartridge Trolley c/w Discharge & Cartridge Connection Complete Assembly c/w 2 Connection Glued, Chrome Finish, Material: Brass CZ121 | 48.0000 | 1531315 | 1531315 | SO964947 | 56997 | SWO26-01-0018 | 162369
162369 | PWO26-01-00078 | 2026-01-16 00:00:00.000 | 2026-02-13 00:00:00.000 | 2180440000000 | 48.00 | in_progress | 0300150300000 | CO2 Turn Valve Holder, Dia: 50mm X 2.0mm (Thk) c/w Hexagon Hole, Material: SS304 | 48.0000 | 1531315 | 1531315 | SO964947 | 56997 | SWO26-01-0018 | 162369
162369 | PWO26-01-00078 | 2026-01-16 00:00:00.000 | 2026-02-13 00:00:00.000 | 2180440000000 | 48.00 | in_progress | 0323778100000 | Discharge Tube, Dia 5/8"(15.8mm) X 950mm(L) For 75Kg Trolley (For New Cartridge Valve), UPVC | 48.0000 | 1531315 | 1531315 | SO964947 | 56997 | SWO26-01-0018 | 162369
162369 | PWO26-01-00078 | 2026-01-16 00:00:00.000 | 2026-02-13 00:00:00.000 | 2180440000000 | 48.00 | in_progress | 0306730200000 | Empty Cylinder OD350 x H920(+/-10mm) - 75kg SP & Cart Trolley c/w 16" Wheel, Red Colour (Dwg. No. 03067302) | 48.0000 | 1531315 | 1531315 | SO964947 | 56997 | SWO26-01-0018 | 162369
162369 | PWO26-01-00078 | 2026-01-16 00:00:00.000 | 2026-02-13 00:00:00.000 | 2180440000000 | 48.00 | in_progress | 0300320700000 | 510mm,Hose - CO2 Heavy Duty High Pressure Hose With Chrome Plated Fitting ( F/F ),Female Adaptor(03145800) With Swivel Nut(03005101) | 48.0000 | 1531315 | 1531315 | SO964947 | 56997 | SWO26-01-0018 | 162369
162369 | PWO26-01-00078 | 2026-01-16 00:00:00.000 | 2026-02-13 00:00:00.000 | 2180440000000 | 48.00 | in_progress | 0307920400000 | Powder Controllable Discharge Gun - Type 2, Inlet: 3/4" x 6m, Orifice Dia: 16mm | 48.0000 | 1531315 | 1531315 | SO964947 | 56997 | SWO26-01-0018 | 162369
162369 | PWO26-01-00078 | 2026-01-16 00:00:00.000 | 2026-02-13 00:00:00.000 | 2180440000000 | 48.00 | in_progress | 0300300000000 | 125mm, Plastic Safety Seal, White Color, (Plastic Tie, Commercial Grade) | 48.0000 | 1531315 | 1531315 | SO964947 | 56997 | SWO26-01-0018 | 162369
162369 | PWO26-01-00078 | 2026-01-16 00:00:00.000 | 2026-02-13 00:00:00.000 | 2180440000000 | 48.00 | in_progress | 0302500000000 | Fire Extinguishing Powder - Purple K Powder | 3600.0000 | 1531315 | 1531315 | SO964947 | 56997 | SWO26-01-0018 | 162369
162369 | PWO26-01-00078 | 2026-01-16 00:00:00.000 | 2026-02-13 00:00:00.000 | 2180440000000 | 48.00 | in_progress | 0314950100000 | Nut - M8 SS304 Hex Nut For Trolley Valve | 96.0000 | 1531315 | 1531315 | SO964947 | 56997 | SWO26-01-0018 | 162369
162369 | PWO26-01-00078 | 2026-01-16 00:00:00.000 | 2026-02-13 00:00:00.000 | 2180440000000 | 48.00 | in_progress | 0318580100000 | Screw - M8 X 16mm, Csk Head Cap Screw, Countersunk Head, Material: SS304, Stainless Steel A2 | 96.0000 | 1531315 | 1531315 | SO964947 | 56997 | SWO26-01-0018 | 162369
162369 | PWO26-01-00078 | 2026-01-16 00:00:00.000 | 2026-02-13 00:00:00.000 | 2180440000000 | 48.00 | in_progress | 0323778200000 | Syphone Tube, Dia : 22mm X 965mm(L) For 75Kg Trolley (For New Cartridge Valve), UPVC | 48.0000 | 1531315 | 1531315 | SO964947 | 56997 | SWO26-01-0018 | 162369
162369 | PWO26-01-00078 | 2026-01-16 00:00:00.000 | 2026-02-13 00:00:00.000 | 2180440000000 | 48.00 | in_progress | 0301860000000 | Iron Safety Pin - Dia. 3.85 (+0.2/-0), Material: Iron (Commercial Grade) Nickel Plated, | 48.0000 | 1531315 | 1531315 | SO964947 | 56997 | SWO26-01-0018 | 162369
162369 | PWO26-01-00078 | 2026-01-16 00:00:00.000 | 2026-02-13 00:00:00.000 | 2180440000000 | 48.00 | in_progress | 0323777400000 | Trolley Bracket - For 3kg CO2 Cartridge Bracket, Red Colour, Material: 3.6mm Mild Steel | 48.0000 | 1531315 | 1531315 | SO964947 | 56997 | SWO26-01-0018 | 162369
162369 | PWO26-01-00078 | 2026-01-16 00:00:00.000 | 2026-02-13 00:00:00.000 | 2180440000000 | 48.00 | in_progress | 0319170100000 | 4.5L CO2 Cylinder with CE Approval Complete with CE Turn Valve WITHOUT SYPHON TUBE c/w 3.0kg CO2 Gas Refill, Red Color Material: Alloy Steel | 48.0000 | 1531315 | 1531315 | SO964947 | 56997 | SWO26-01-0018 | 162369
162369 | PWO26-01-00078 | 2026-01-16 00:00:00.000 | 2026-02-13 00:00:00.000 | 2180440000000 | 48.00 | in_progress | 0300330300000 | 3/4" I/D X 6m Hose c/w Male-Female Nipple - For All Types Of SP/Cart & Halotron Trolley, Black Color, Male Nipple : NPT (S016-12-12S), Female Nipple: BSP Parallel (S001-12-12S), WP: 300psi, BP 45bar, Material: Air Hose - Thermoplastic Rubber | 48.0000 | 1531315 | 1531315 | SO964947 | 56997 | SWO26-01-0018 | 162369
162369 | PWO26-01-00078 | 2026-01-16 00:00:00.000 | 2026-02-13 00:00:00.000 | 2180440000000 | 48.00 | in_progress | 0304760000000 | Label* - C-100PTC/ C-150PTC/ C-75PTC, 100kg/150kg/75kg Purple K Powder Cartridge Trolley c/w Combat c/w LPCB, Top - Blue Base c/w White Wordings, Bottom - Clear Vinyl c/w White Wordings, Rating: IVB(317B)/ C, Material: Clear Vinyl c/w 2 Colors Silkscreen, 310mm X 210mm | 48.0000 | 1531315 | 1531315 | SO964947 | 56997 | SWO26-01-0018 | 162369
162369 | PWO26-01-00078 | 2026-01-16 00:00:00.000 | 2026-02-13 00:00:00.000 | 2180440000000 | 48.00 | in_progress | 0319490000000 | Hex Bolt - M8 X 35mm, Full Thread, C/w 1 Nut, Material: SS304, For All Cart Trolley | 96.0000 | 1531315 | 1531315 | SO964947 | 56997 | SWO26-01-0018 | 162369
162374 | PWO26-01-00079 | 2026-01-16 00:00:00.000 | 2026-03-10 00:00:00.000 | 8080010021001 | 95.00 | planning | 0300710000000 | 1" Outlet S-Bend Assembly - Fully Assembled & Tested, Material: Aluminium Alloy | 95.0000 | 1527457 | 1527457 | SO964104 | 56996 | SWO26-01-0017 | 162374
162374 | PWO26-01-00079 | 2026-01-16 00:00:00.000 | 2026-03-10 00:00:00.000 | 8080010021001 | 95.00 | planning | 0301340000000 | Aluminium Blind Rivet - dia 4.8 x 8.0 mm | 950.0000 | 1527457 | 1527457 | SO964104 | 56996 | SWO26-01-0017 | 162374
162374 | PWO26-01-00079 | 2026-01-16 00:00:00.000 | 2026-03-10 00:00:00.000 | 8080010021001 | 95.00 | planning | 0301270000000 | Drum Plate - Rear, Red Colour, Dia. 525mm, Material: 0.8mm EG | 190.0000 | 1527457 | 1527457 | SO964104 | 56996 | SWO26-01-0017 | 162374
162374 | PWO26-01-00079 | 2026-01-16 00:00:00.000 | 2026-03-10 00:00:00.000 | 8080010021001 | 95.00 | planning | 0305170000000 | Carton Box - L570 x W315 x H530mm (Int),Hose Reel 1"/ Auto/ 3/4" (Model: HR-1SW/ AHR-1SW/ HR-3/4SW), c/w Printing,T180/M/T180 D/W Horizontal Fluting, AB Flute | 95.0000 | 1527457 | 1527457 | SO964104 | 56996 | SWO26-01-0017 | 162374
162374 | PWO26-01-00079 | 2026-01-16 00:00:00.000 | 2026-03-10 00:00:00.000 | 8080010021001 | 95.00 | planning | 0301300000000 | Bracket - Nozzle Bracket For 3/4" & 1" HR, Material: 1.5mm EG | 95.0000 | 1527457 | 1527457 | SO964104 | 56996 | SWO26-01-0017 | 162374
162374 | PWO26-01-00079 | 2026-01-16 00:00:00.000 | 2026-03-10 00:00:00.000 | 8080010021001 | 95.00 | planning | 0300330500000 | 1" x 20m (+0.3/ -0 ) Semi Rigid Reel Hose, Red Color, Smooth Finish, Make To EN694-2014 Standard, WP 12Bar, I/D = 25mm +/-0.2mm, Thk = 4.0mm +/- 0.2mm, Markings on Hose: "COMBAT Fire Hose EN694-2014 A2 25mm 1.2Mpa W.P. Mth/Year-Batch Number" | 95.0000 | 1527457 | 1527457 | SO964104 | 56996 | SWO26-01-0017 | 162374
162374 | PWO26-01-00079 | 2026-01-16 00:00:00.000 | 2026-03-10 00:00:00.000 | 8080010021001 | 95.00 | planning | 0301320000000 | Hose Clip - Band Width 12mm, Clamping Range 20mm - 32mm, For 1" EN694 Hose, Material: Alu-Zinc/SS | 190.0000 | 1527457 | 1527457 | SO964104 | 56996 | SWO26-01-0017 | 162374
162374 | PWO26-01-00079 | 2026-01-16 00:00:00.000 | 2026-03-10 00:00:00.000 | 8080010021001 | 95.00 | planning | 0300700000000 | Drum Holder Disc & Bar Assembly - For Manual HR c/w Colour (Mixed Colour), 1.2mm X L 210mm, Material: 1.2mm EG Plate | 95.0000 | 1527457 | 1527457 | SO964104 | 56996 | SWO26-01-0017 | 162374
162374 | PWO26-01-00079 | 2026-01-16 00:00:00.000 | 2026-03-10 00:00:00.000 | 8080010021001 | 95.00 | planning | 0317260000000 | 1" Brass Jet Spray Nozzle - For Hose Reel, Material: Brass, | 95.0000 | 1527457 | 1527457 | SO964104 | 56996 | SWO26-01-0017 | 162374
162374 | PWO26-01-00079 | 2026-01-16 00:00:00.000 | 2026-03-10 00:00:00.000 | 8080010021001 | 95.00 | planning | 0301040000000 | Hosereel Mounting Bracket (For 3/4" & 1" HR),Red Colour,EG | 95.0000 | 1527457 | 1527457 | SO964104 | 56996 | SWO26-01-0017 | 162374
162374 | PWO26-01-00079 | 2026-01-16 00:00:00.000 | 2026-03-10 00:00:00.000 | 8080010021001 | 95.00 | planning | 0304750800000 | Label* - 1" Manual Hose Reel c/w COMBAT Model HR-1SW & HR-1MF c/w LPCB & Wheel Mark(2690), Ø148mm, Working Pressure: 12Bar, To EN671-1:2012, Material: White Vinyl c/w 1 Color Reverse Print - Black Base c/w White Silkscreen | 95.0000 | 1527457 | 1527457 | SO964104 | 56996 | SWO26-01-0017 | 162374
162374 | PWO26-01-00079 | 2026-01-16 00:00:00.000 | 2026-03-10 00:00:00.000 | 8080010021001 | 95.00 | planning | 0300540000000 | Drum Washer, Black Color,Material: Plastic | 190.0000 | 1527457 | 1527457 | SO964104 | 56996 | SWO26-01-0017 | 162374
162374 | PWO26-01-00079 | 2026-01-16 00:00:00.000 | 2026-03-10 00:00:00.000 | 8080010021001 | 95.00 | planning | 0300800000000 | 1" Hose Reel Armset Assembly without Holes, Red Color, Material: Aluminium Alloy | 95.0000 | 1527457 | 1527457 | SO964104 | 56996 | SWO26-01-0017 | 162374
162374 | PWO26-01-00079 | 2026-01-16 00:00:00.000 | 2026-03-10 00:00:00.000 | 8080010021001 | 95.00 | planning | 0303880300000 | Ferrule - Aluminium Ferrule For 1" EN694 Hose, Length=34mm, O/D Dia. 34.4mm x Thk 1.2mm, Chamfer Edge, Material: Aluminium | 95.0000 | 1527457 | 1527457 | SO964104 | 56996 | SWO26-01-0017 | 162374
162375 | PWO26-01-00080 | 2026-01-16 00:00:00.000 | 2026-01-27 00:00:00.000 | 0306730200000 | 58.00 | in_progress | 0304830000000 | Metal Plate: 75Kg Cart ( 2009 ),E.W: 52Kg | 58.0000 | 1531315 | 1531315 | SO964947 | 56997 | SWO26-01-0018 | 162375
162375 | PWO26-01-00080 | 2026-01-16 00:00:00.000 | 2026-01-27 00:00:00.000 | 0306730200000 | 58.00 | in_progress | 0312430000000 | 16" Solid Rubber Wheel For Trolley Fire Ext. Complete Assembly | 116.0000 | 1531315 | 1531315 | SO964947 | 56997 | SWO26-01-0018 | 162375
162375 | PWO26-01-00080 | 2026-01-16 00:00:00.000 | 2026-01-27 00:00:00.000 | 0306730200000 | 58.00 | in_progress | 0302360000000 | Gas - Welding Gas (Mixed Gas), Ar/Mix | 29.0000 | 1531315 | 1531315 | SO964947 | 56997 | SWO26-01-0018 | 162375
162375 | PWO26-01-00080 | 2026-01-16 00:00:00.000 | 2026-01-27 00:00:00.000 | 0306730200000 | 58.00 | in_progress | 0303820000000 | Solid Rod/ Round Bar - Dia. 25mm X L6m, Mild Steel (For 25kg Trolley) | 2.9000 | 1531315 | 1531315 | SO964947 | 56997 | SWO26-01-0018 | 162375
162375 | PWO26-01-00080 | 2026-01-16 00:00:00.000 | 2026-01-27 00:00:00.000 | 0306730200000 | 58.00 | in_progress | 0304210000000 | Cylinder Body - 75kg Upper Cap (SP & Cart Type), Material: 3.6mm Hot Rolled Sheet | 58.0000 | 1531315 | 1531315 | SO964947 | 56997 | SWO26-01-0018 | 162375
162375 | PWO26-01-00080 | 2026-01-16 00:00:00.000 | 2026-01-27 00:00:00.000 | 0306730200000 | 58.00 | in_progress | 0303810000000 | Pipe - Black A - 20mm (3/4") Dia x 6m, O/D26.90mm x Thk 2.3mm, For Making Trolley Handle | 9.8600 | 1531315 | 1531315 | SO964947 | 56997 | SWO26-01-0018 | 162375
162375 | PWO26-01-00080 | 2026-01-16 00:00:00.000 | 2026-01-27 00:00:00.000 | 0306730200000 | 58.00 | in_progress | 0303010000000 | Powder Coat - Red Powder, 20kg/Carton, To RAL3000, Outdoor Color, Normal Gloss | 52.2000 | 1531315 | 1531315 | SO964947 | 56997 | SWO26-01-0018 | 162375
162375 | PWO26-01-00080 | 2026-01-16 00:00:00.000 | 2026-01-27 00:00:00.000 | 0306730200000 | 58.00 | in_progress | 0311230000000 | Flat Washer 7/8", OD: 50mm, ID: 26mm, Thk: 3mm, Material: GI, For Trolley | 116.0000 | 1531315 | 1531315 | SO964947 | 56997 | SWO26-01-0018 | 162375
162375 | PWO26-01-00080 | 2026-01-16 00:00:00.000 | 2026-01-27 00:00:00.000 | 0306730200000 | 58.00 | in_progress | 0304220000000 | Cylinder Body - 75kg Lower Cap (SP/Cart), Material: 3.6mm Hot Rolled Sheet | 58.0000 | 1531315 | 1531315 | SO964947 | 56997 | SWO26-01-0018 | 162375
162375 | PWO26-01-00080 | 2026-01-16 00:00:00.000 | 2026-01-27 00:00:00.000 | 0306730200000 | 58.00 | in_progress | 0304230000000 | Cylinder Body (Rolled) - 75kg Cartridge, Material: Hot Rolled Sheet, 3.6mm Thk x 373mm I/D x 380mm O/D x 700mm HT | 58.0000 | 1531315 | 1531315 | SO964947 | 56997 | SWO26-01-0018 | 162375
162375 | PWO26-01-00080 | 2026-01-16 00:00:00.000 | 2026-01-27 00:00:00.000 | 0306730200000 | 58.00 | in_progress | 0323210000000 | Cottor Pin - 3/16" X 1 1/4", Clip For Trolley Fire Extinguisher, Material : Galvanized Steel | 116.0000 | 1531315 | 1531315 | SO964947 | 56997 | SWO26-01-0018 | 162375
162375 | PWO26-01-00080 | 2026-01-16 00:00:00.000 | 2026-01-27 00:00:00.000 | 0306730200000 | 58.00 | in_progress | 0300730100000 | Neck Ring - For SP/Cart Trolley FX, Threading = G59.2 x 11 Threading, Material: Steel GB8162-99/ GB/T3639-2008 Mild Steel Grade 20 | 58.0000 | 1531315 | 1531315 | SO964947 | 56997 | SWO26-01-0018 | 162375
162375 | PWO26-01-00080 | 2026-01-16 00:00:00.000 | 2026-01-27 00:00:00.000 | 0306730200000 | 58.00 | in_progress | 0301070200000 | Welding Wire - 1.2mm, Mig Wire, (15kg/Coil) | 29.0000 | 1531315 | 1531315 | SO964947 | 56997 | SWO26-01-0018 | 162375
162376 | PWO26-01-00081 | 2026-01-16 00:00:00.000 | 2026-03-10 00:00:00.000 | 8080010025003 | 22.00 | planning | 0301300000000 | Bracket - Nozzle Bracket For 3/4" & 1" HR, Material: 1.5mm EG | 22.0000 | 1527457 | 1527457 | SO964104 | 56996 | SWO26-01-0017 | 162376
162376 | PWO26-01-00081 | 2026-01-16 00:00:00.000 | 2026-03-10 00:00:00.000 | 8080010025003 | 22.00 | planning | 0300700000000 | Drum Holder Disc & Bar Assembly - For Manual HR c/w Colour (Mixed Colour), 1.2mm X L 210mm, Material: 1.2mm EG Plate | 22.0000 | 1527457 | 1527457 | SO964104 | 56996 | SWO26-01-0017 | 162376
162376 | PWO26-01-00081 | 2026-01-16 00:00:00.000 | 2026-03-10 00:00:00.000 | 8080010025003 | 22.00 | planning | 0301040000000 | Hosereel Mounting Bracket (For 3/4" & 1" HR),Red Colour,EG | 22.0000 | 1527457 | 1527457 | SO964104 | 56996 | SWO26-01-0017 | 162376
162376 | PWO26-01-00081 | 2026-01-16 00:00:00.000 | 2026-03-10 00:00:00.000 | 8080010025003 | 22.00 | planning | 0300330000000 | 1" x 29.7m (+0.3/ -0 ) Semi Rigid Reel Hose, Red Color, Smooth Finish, Make To EN694-2014 Standard, WP 12Bar, I/D = 25mm +0/-0.5mm, O/D 32mm (min), Markings on Hose: "COMBAT Fire Hose EN694-2014 A2 25mm 1.2MPa W.P. Mth/Year-Batch Number" (Dwg. No. 03003300) | 22.0000 | 1527457 | 1527457 | SO964104 | 56996 | SWO26-01-0017 | 162376
162376 | PWO26-01-00081 | 2026-01-16 00:00:00.000 | 2026-03-10 00:00:00.000 | 8080010025003 | 22.00 | planning | 0301270000000 | Drum Plate - Rear, Red Colour, Dia. 525mm, Material: 0.8mm EG | 44.0000 | 1527457 | 1527457 | SO964104 | 56996 | SWO26-01-0017 | 162376
162376 | PWO26-01-00081 | 2026-01-16 00:00:00.000 | 2026-03-10 00:00:00.000 | 8080010025003 | 22.00 | planning | 0303880300000 | Ferrule - Aluminium Ferrule For 1" EN694 Hose, Length=34mm, O/D Dia. 34.4mm x Thk 1.2mm, Chamfer Edge, Material: Aluminium | 22.0000 | 1527457 | 1527457 | SO964104 | 56996 | SWO26-01-0017 | 162376
162376 | PWO26-01-00081 | 2026-01-16 00:00:00.000 | 2026-03-10 00:00:00.000 | 8080010025003 | 22.00 | planning | 0300710000000 | 1" Outlet S-Bend Assembly - Fully Assembled & Tested, Material: Aluminium Alloy | 22.0000 | 1527457 | 1527457 | SO964104 | 56996 | SWO26-01-0017 | 162376
162376 | PWO26-01-00081 | 2026-01-16 00:00:00.000 | 2026-03-10 00:00:00.000 | 8080010025003 | 22.00 | planning | 0300800000000 | 1" Hose Reel Armset Assembly without Holes, Red Color, Material: Aluminium Alloy | 22.0000 | 1527457 | 1527457 | SO964104 | 56996 | SWO26-01-0017 | 162376
162376 | PWO26-01-00081 | 2026-01-16 00:00:00.000 | 2026-03-10 00:00:00.000 | 8080010025003 | 22.00 | planning | 0304750800000 | Label* - 1" Manual Hose Reel c/w COMBAT Model HR-1SW & HR-1MF c/w LPCB & Wheel Mark(2690), Ø148mm, Working Pressure: 12Bar, To EN671-1:2012, Material: White Vinyl c/w 1 Color Reverse Print - Black Base c/w White Silkscreen | 22.0000 | 1527457 | 1527457 | SO964104 | 56996 | SWO26-01-0017 | 162376
162376 | PWO26-01-00081 | 2026-01-16 00:00:00.000 | 2026-03-10 00:00:00.000 | 8080010025003 | 22.00 | planning | 0300540000000 | Drum Washer, Black Color,Material: Plastic | 44.0000 | 1527457 | 1527457 | SO964104 | 56996 | SWO26-01-0017 | 162376
162376 | PWO26-01-00081 | 2026-01-16 00:00:00.000 | 2026-03-10 00:00:00.000 | 8080010025003 | 22.00 | planning | 0317260000000 | 1" Brass Jet Spray Nozzle - For Hose Reel, Material: Brass, | 22.0000 | 1527457 | 1527457 | SO964104 | 56996 | SWO26-01-0017 | 162376
162376 | PWO26-01-00081 | 2026-01-16 00:00:00.000 | 2026-03-10 00:00:00.000 | 8080010025003 | 22.00 | planning | 0301320000000 | Hose Clip - Band Width 12mm, Clamping Range 20mm - 32mm, For 1" EN694 Hose, Material: Alu-Zinc/SS | 44.0000 | 1527457 | 1527457 | SO964104 | 56996 | SWO26-01-0017 | 162376
162376 | PWO26-01-00081 | 2026-01-16 00:00:00.000 | 2026-03-10 00:00:00.000 | 8080010025003 | 22.00 | planning | 0305170000000 | Carton Box - L570 x W315 x H530mm (Int),Hose Reel 1"/ Auto/ 3/4" (Model: HR-1SW/ AHR-1SW/ HR-3/4SW), c/w Printing,T180/M/T180 D/W Horizontal Fluting, AB Flute | 22.0000 | 1527457 | 1527457 | SO964104 | 56996 | SWO26-01-0017 | 162376
162376 | PWO26-01-00081 | 2026-01-16 00:00:00.000 | 2026-03-10 00:00:00.000 | 8080010025003 | 22.00 | planning | 0301340000000 | Aluminium Blind Rivet - dia 4.8 x 8.0 mm | 220.0000 | 1527457 | 1527457 | SO964104 | 56996 | SWO26-01-0017 | 162376
162377 | PWO26-01-00082 | 2026-01-16 00:00:00.000 | 2026-01-30 00:00:00.000 | 0307920400000 | 100.00 | in_progress | 0303090100000 | Nut - M5 SS304 For Cabinets | 100.0000 | 0 | 0 |  | 0 |  | 162377
162377 | PWO26-01-00082 | 2026-01-16 00:00:00.000 | 2026-01-30 00:00:00.000 | 0307920400000 | 100.00 | in_progress | 0318590000000 | Powder Gun Nozzle - Dia.18.8mm x HT 13.00mm, Part For 03079200,Drawing Ref: LFI-0208,Material: Brass | 100.0000 | 0 | 0 |  | 0 |  | 162377
162377 | PWO26-01-00082 | 2026-01-16 00:00:00.000 | 2026-01-30 00:00:00.000 | 0307920400000 | 100.00 | in_progress | 0307920100000 | Socket - Reducing Socket 1" X 3/4", Parts For Discharge Gun 03079200,Material: GI | 100.0000 | 0 | 0 |  | 0 |  | 162377
162377 | PWO26-01-00082 | 2026-01-16 00:00:00.000 | 2026-01-30 00:00:00.000 | 0307920400000 | 100.00 | in_progress | 0307920000000 | Plastic Squeeze Discharge Gun, dia 18.7 ( For Trolley FX ) | 100.0000 | 0 | 0 |  | 0 |  | 162377
162377 | PWO26-01-00082 | 2026-01-16 00:00:00.000 | 2026-01-30 00:00:00.000 | 0307920400000 | 100.00 | in_progress | 0307930500000 | Bolts - M5 X 35 Screw - Round Philip Head, Full Thread, Material: SS304 | 100.0000 | 0 | 0 |  | 0 |  | 162377
162378 | PWO26-01-00083 | 2026-01-16 00:00:00.000 | 2026-02-13 00:00:00.000 | 2180330000000 | 10.00 | in_progress | 0323778200000 | Syphone Tube, Dia : 22mm X 965mm(L) For 75Kg Trolley (For New Cartridge Valve), UPVC | 10.0000 | 1531323 | 1531323 | SO964950 | 56999 | SWO26-01-0020 | 162378
162378 | PWO26-01-00083 | 2026-01-16 00:00:00.000 | 2026-02-13 00:00:00.000 | 2180330000000 | 10.00 | in_progress | 0300300000000 | 125mm, Plastic Safety Seal, White Color, (Plastic Tie, Commercial Grade) | 10.0000 | 1531323 | 1531323 | SO964950 | 56999 | SWO26-01-0020 | 162378
162378 | PWO26-01-00083 | 2026-01-16 00:00:00.000 | 2026-02-13 00:00:00.000 | 2180330000000 | 10.00 | in_progress | 0300320700000 | 510mm,Hose - CO2 Heavy Duty High Pressure Hose With Chrome Plated Fitting ( F/F ),Female Adaptor(03145800) With Swivel Nut(03005101) | 10.0000 | 1531323 | 1531323 | SO964950 | 56999 | SWO26-01-0020 | 162378
162378 | PWO26-01-00083 | 2026-01-16 00:00:00.000 | 2026-02-13 00:00:00.000 | 2180330000000 | 10.00 | in_progress | 0302050000000 | Label* - C-75ATC, 75kg ABC70 Cartridge Trolley c/w LPCB & SETSCO, LPCB Approval No: 501g/02, Setsco Approval No: BCM-2019-0060, Fire Rating: 34A/ IVB (317B), Material: Clear Vinyl c/w 1 Colour White Silkscreen, Size: H225mm x W260mm (H) | 10.0000 | 1531323 | 1531323 | SO964950 | 56999 | SWO26-01-0020 | 162378
162378 | PWO26-01-00083 | 2026-01-16 00:00:00.000 | 2026-02-13 00:00:00.000 | 2180330000000 | 10.00 | in_progress | 0300330300000 | 3/4" I/D X 6m Hose c/w Male-Female Nipple - For All Types Of SP/Cart & Halotron Trolley, Black Color, Male Nipple : NPT (S016-12-12S), Female Nipple: BSP Parallel (S001-12-12S), WP: 300psi, BP 45bar, Material: Air Hose - Thermoplastic Rubber | 10.0000 | 1531323 | 1531323 | SO964950 | 56999 | SWO26-01-0020 | 162378
162378 | PWO26-01-00083 | 2026-01-16 00:00:00.000 | 2026-02-13 00:00:00.000 | 2180330000000 | 10.00 | in_progress | 0315160000000 | Label - COMBAT Logo Only (Blue) For 6/9 kg ABC FX, 225mm x 48mm, Blue (RAL 5002) Base c/w White Silkscreen (Reverse Print) - 1 Color, Material: White Vinyl | 10.0000 | 1531323 | 1531323 | SO964950 | 56999 | SWO26-01-0020 | 162378
162378 | PWO26-01-00083 | 2026-01-16 00:00:00.000 | 2026-02-13 00:00:00.000 | 2180330000000 | 10.00 | in_progress | 0319490000000 | Hex Bolt - M8 X 35mm, Full Thread, C/w 1 Nut, Material: SS304, For All Cart Trolley | 20.0000 | 1531323 | 1531323 | SO964950 | 56999 | SWO26-01-0020 | 162378
162378 | PWO26-01-00083 | 2026-01-16 00:00:00.000 | 2026-02-13 00:00:00.000 | 2180330000000 | 10.00 | in_progress | 0323778100000 | Discharge Tube, Dia 5/8"(15.8mm) X 950mm(L) For 75Kg Trolley (For New Cartridge Valve), UPVC | 10.0000 | 1531323 | 1531323 | SO964950 | 56999 | SWO26-01-0020 | 162378
162378 | PWO26-01-00083 | 2026-01-16 00:00:00.000 | 2026-02-13 00:00:00.000 | 2180330000000 | 10.00 | in_progress | 0300150300000 | CO2 Turn Valve Holder, Dia: 50mm X 2.0mm (Thk) c/w Hexagon Hole, Material: SS304 | 10.0000 | 1531323 | 1531323 | SO964950 | 56999 | SWO26-01-0020 | 162378
162378 | PWO26-01-00083 | 2026-01-16 00:00:00.000 | 2026-02-13 00:00:00.000 | 2180330000000 | 10.00 | in_progress | 0317400000000 | Fire Extinguishing Powder - ABC 70 (1000 kg/ Sack) | 750.0000 | 1531323 | 1531323 | SO964950 | 56999 | SWO26-01-0020 | 162378
162378 | PWO26-01-00083 | 2026-01-16 00:00:00.000 | 2026-02-13 00:00:00.000 | 2180330000000 | 10.00 | in_progress | 0300170600000 | Air Release Valve For Cartridge Trolley c/w Discharge & Cartridge Connection Complete Assembly c/w 2 Connection Glued, Chrome Finish, Material: Brass CZ121 | 10.0000 | 1531323 | 1531323 | SO964950 | 56999 | SWO26-01-0020 | 162378
162378 | PWO26-01-00083 | 2026-01-16 00:00:00.000 | 2026-02-13 00:00:00.000 | 2180330000000 | 10.00 | in_progress | 0314950100000 | Nut - M8 SS304 Hex Nut For Trolley Valve | 20.0000 | 1531323 | 1531323 | SO964950 | 56999 | SWO26-01-0020 | 162378
162378 | PWO26-01-00083 | 2026-01-16 00:00:00.000 | 2026-02-13 00:00:00.000 | 2180330000000 | 10.00 | in_progress | 0323777400000 | Trolley Bracket - For 3kg CO2 Cartridge Bracket, Red Colour, Material: 3.6mm Mild Steel | 10.0000 | 1531323 | 1531323 | SO964950 | 56999 | SWO26-01-0020 | 162378
162378 | PWO26-01-00083 | 2026-01-16 00:00:00.000 | 2026-02-13 00:00:00.000 | 2180330000000 | 10.00 | in_progress | 0323777600000 | CSK Head Cap Screw - M8 X 15 Countersunk Head, Material: GI | 20.0000 | 1531323 | 1531323 | SO964950 | 56999 | SWO26-01-0020 | 162378
162378 | PWO26-01-00083 | 2026-01-16 00:00:00.000 | 2026-02-13 00:00:00.000 | 2180330000000 | 10.00 | in_progress | 0319170100000 | 4.5L CO2 Cylinder with CE Approval Complete with CE Turn Valve WITHOUT SYPHON TUBE c/w 3.0kg CO2 Gas Refill, Red Color Material: Alloy Steel | 10.0000 | 1531323 | 1531323 | SO964950 | 56999 | SWO26-01-0020 | 162378
162378 | PWO26-01-00083 | 2026-01-16 00:00:00.000 | 2026-02-13 00:00:00.000 | 2180330000000 | 10.00 | in_progress | 0301860000000 | Iron Safety Pin - Dia. 3.85 (+0.2/-0), Material: Iron (Commercial Grade) Nickel Plated, | 10.0000 | 1531323 | 1531323 | SO964950 | 56999 | SWO26-01-0020 | 162378
162378 | PWO26-01-00083 | 2026-01-16 00:00:00.000 | 2026-02-13 00:00:00.000 | 2180330000000 | 10.00 | in_progress | 0306730200000 | Empty Cylinder OD350 x H920(+/-10mm) - 75kg SP & Cart Trolley c/w 16" Wheel, Red Colour (Dwg. No. 03067302) | 10.0000 | 1531323 | 1531323 | SO964950 | 56999 | SWO26-01-0020 | 162378
162378 | PWO26-01-00083 | 2026-01-16 00:00:00.000 | 2026-02-13 00:00:00.000 | 2180330000000 | 10.00 | in_progress | 0307920400000 | Powder Controllable Discharge Gun - Type 2, Inlet: 3/4" x 6m, Orifice Dia: 16mm | 10.0000 | 1531323 | 1531323 | SO964950 | 56999 | SWO26-01-0020 | 162378
162379 | PWO26-01-00084 | 2026-01-16 00:00:00.000 | 2026-01-26 00:00:00.000 | 0304210000000 | 150.00 | in_progress | 0303570100000 | Hot Rolled Sheet - 3.6mm +/-0.1mm x 1219mm x 2650mm, 50kg Cyl Body(x2) or 75/100/150kg Cap (x8), 91.2897kg/pcs, Material: JIS3131 SPHD/SPHE | 19.5000 | 0 | 0 |  | 0 |  | 162379
162380 | PWO26-01-00085 | 2026-01-16 00:00:00.000 | 2026-01-26 00:00:00.000 | 0304220000000 | 150.00 | in_progress | 0303570100000 | Hot Rolled Sheet - 3.6mm +/-0.1mm x 1219mm x 2650mm, 50kg Cyl Body(x2) or 75/100/150kg Cap (x8), 91.2897kg/pcs, Material: JIS3131 SPHD/SPHE | 19.5000 | 0 | 0 |  | 0 |  | 162380
162384 | PWO26-01-00088 | 2026-01-17 00:00:00.000 | 2026-01-30 00:00:00.000 | 2080150200000 | 360.00 | in_progress | 0302470000000 | Fire Extinguishing Powder - ABC40 (1000kg/ Sack) | 2160.0000 | 0 | 0 |  | 0 |  | 162384
162384 | PWO26-01-00088 | 2026-01-17 00:00:00.000 | 2026-01-30 00:00:00.000 | 2080150200000 | 360.00 | in_progress | 0309790000000 | Empty Cylinder - Size 6kg (Vol. 8.7L) For ABC/Halotron SP, Red Colour | 360.0000 | 0 | 0 |  | 0 |  | 162384
162384 | PWO26-01-00088 | 2026-01-17 00:00:00.000 | 2026-01-30 00:00:00.000 | 2080150200000 | 360.00 | in_progress | 0315160000000 | Label - COMBAT Logo Only (Blue) For 6/9 kg ABC FX, 225mm x 48mm, Blue (RAL 5002) Base c/w White Silkscreen (Reverse Print) - 1 Color, Material: White Vinyl | 360.0000 | 0 | 0 |  | 0 |  | 162384
162384 | PWO26-01-00088 | 2026-01-17 00:00:00.000 | 2026-01-30 00:00:00.000 | 2080150200000 | 360.00 | in_progress | 0302170000000 | Hook Bracket HB-74 - (For 6/9 kg ABC, 6/9Ltr Water/Foam, 6kg Halotron), 74mm x 3.0mm, Chrome Plated, Mild Steel | 360.0000 | 0 | 0 |  | 0 |  | 162384
162384 | PWO26-01-00088 | 2026-01-17 00:00:00.000 | 2026-01-30 00:00:00.000 | 2080150200000 | 360.00 | in_progress | 0303240000000 | Syphon Tube - For 6.0kg ABC FX, O/D 16mm (0/-0.15) x Thk 2.4mm x Length 385mm +/-3mm c/w Thread 5/8"-18UNF on one side, 45deg Cut on other side, Material: HDPE | 360.0000 | 0 | 0 |  | 0 |  | 162384
162384 | PWO26-01-00088 | 2026-01-17 00:00:00.000 | 2026-01-30 00:00:00.000 | 2080150200000 | 360.00 | in_progress | 0300250300000 | Hose & Nozzle (New) Assembly - For 6kg FX, L440mm (+3/-0mm) x I/D 12.5mm x Thk 3.25mm, Inlet: 1/4" X 19BSPF Male Thread (Chrome Plated), Outlet: Nozzle Orifice = 7mm (+/- 0.5mm), Hose Specs: Black Braided PVC with Min Burst 750PSI, Material Of Nozzle: Black PP Plastic, Printing On Hose: "Max Working Pressure 15.5Bar, Test Pressure 23Bar" | 360.0000 | 0 | 0 |  | 0 |  | 162384
162384 | PWO26-01-00088 | 2026-01-17 00:00:00.000 | 2026-01-30 00:00:00.000 | 2080150200000 | 360.00 | in_progress | 0301310300000 | Stored Pressure Valve Complete For Powder FX - M30 x 1.5 c/w 23mm Pressure Gauge (03000200) & SS Safety Pin, Handle Black Colour, Material: EN12165 CuZn40Pb2 Brass | 360.0000 | 0 | 0 |  | 0 |  | 162384
162384 | PWO26-01-00088 | 2026-01-17 00:00:00.000 | 2026-01-30 00:00:00.000 | 2080150200000 | 360.00 | in_progress | 0307160000000 | Setsco Label - Fire Extinguisher (ABC Powder) | 360.0000 | 0 | 0 |  | 0 |  | 162384
162384 | PWO26-01-00088 | 2026-01-17 00:00:00.000 | 2026-01-30 00:00:00.000 | 2080150200000 | 360.00 | in_progress | 0300690000000 | Gas- Compressed Nitrogen 99.99% | 39.6000 | 0 | 0 |  | 0 |  | 162384
162384 | PWO26-01-00088 | 2026-01-17 00:00:00.000 | 2026-01-30 00:00:00.000 | 2080150200000 | 360.00 | in_progress | 0306580000000 | Plastic Skirting - Dia 181mm, Big (For 6/9kg FX ) | 360.0000 | 0 | 0 |  | 0 |  | 162384
162385 | PWO26-01-00089 | 2026-01-17 00:00:00.000 | 2026-01-31 00:00:00.000 | 0301270000000 | 1800.00 | in_progress | 0316410000000 | Electro Galvanised Steel Sheet - 0.8mm x 1186mm (Diff: -0,+5mm) x 580mm HR Drum Plate (2nos/pcs), 4.3474kg/pcs, Material: JIS G3313 SECC/ SECD Anti-Fingerprint | 900.0000 | 0 | 0 |  | 0 |  | 162385
162385 | PWO26-01-00089 | 2026-01-17 00:00:00.000 | 2026-01-31 00:00:00.000 | 0301270000000 | 1800.00 | in_progress | 0303010000000 | Powder Coat - Red Powder, 20kg/Carton, To RAL3000, Outdoor Color, Normal Gloss | 180.0000 | 0 | 0 |  | 0 |  | 162385
162386 | PWO26-01-00090 | 2026-01-17 00:00:00.000 | 2026-01-31 00:00:00.000 | 0301040000000 | 1500.00 | planning | 0303010000000 | Powder Coat - Red Powder, 20kg/Carton, To RAL3000, Outdoor Color, Normal Gloss | 30.0000 | 0 | 0 |  | 0 |  | 162386
162386 | PWO26-01-00090 | 2026-01-17 00:00:00.000 | 2026-01-31 00:00:00.000 | 0301040000000 | 1500.00 | planning | 0310500000000 | Electro-Galvanized Steel Sheet - 2.0mm x 4' x 8', 46.7781kg/pcs, Material: JIS G3313 SECC, | 30.0000 | 0 | 0 |  | 0 |  | 162386
162435 | PWO26-01-00098 | 2026-01-21 00:00:00.000 | 2026-02-18 00:00:00.000 | 2080927200001 | 10.00 | planning | 0302170000000 | Hook Bracket HB-74 - (For 6/9 kg ABC, 6/9Ltr Water/Foam, 6kg Halotron), 74mm x 3.0mm, Chrome Plated, Mild Steel | 10.0000 | 1531882 | 1531882 | SO965069 | 57007 | SWO26-01-0025 | 162435
162435 | PWO26-01-00098 | 2026-01-21 00:00:00.000 | 2026-02-18 00:00:00.000 | 2080927200001 | 10.00 | planning | 0301310300002 | Stored Pressure Valve For Lithium FX - M30 x 1.5 c/w 23mm Pressure Gauge (03000302) & SS Safety Pin, Handle Black Colour, Material: EN12165 CUZN40PB2 Brass | 10.0000 | 1531882 | 1531882 | SO965069 | 57007 | SWO26-01-0025 | 162435
162435 | PWO26-01-00098 | 2026-01-21 00:00:00.000 | 2026-02-18 00:00:00.000 | 2080927200001 | 10.00 | planning | 0315250000000 | Syphon Tube & Water Filter Assembly - Length 386mm +/-1mm, (Thread 5/8"-18UNF) For 6 Liter Water/Foam/Lithium, White Colour, Filter Hole Dia. 1.3mm +0/-0.5mm, Connection Thread 5/8"-18UNF Thread | 10.0000 | 1531882 | 1531882 | SO965069 | 57007 | SWO26-01-0025 | 162435
162435 | PWO26-01-00098 | 2026-01-21 00:00:00.000 | 2026-02-18 00:00:00.000 | 2080927200001 | 10.00 | planning | 0305140100000 | Carton Box - L197 x W197 x H535mm, Material: T150/M/T150 D/W Horizontal Fluting, For 6kg FX (C-6LISE) | 10.0000 | 1531882 | 1531882 | SO965069 | 57007 | SWO26-01-0025 | 162435
162435 | PWO26-01-00098 | 2026-01-21 00:00:00.000 | 2026-02-18 00:00:00.000 | 2080927200001 | 10.00 | planning | 0319540100000 | Hose & Nozzle Assembly - 6 Liter Lithium FX, Inlet: ¼" X 19BSPF Male Thread (Chrome Plated), Outlet: Nozzle Orifice = 3xØ1.5mm (+/- 0.5mm), Hose Specs: Black Braided PVC, I/D 12.5mm X Thk 3.25mm X L450mm With Min Burst 750PSI, Material Of Nozzle: SS304, Printing on Hose: "Max Working Pressure 15.5Bar, Test Pressure 23Bar" | 10.0000 | 1531882 | 1531882 | SO965069 | 57007 | SWO26-01-0025 | 162435
162435 | PWO26-01-00098 | 2026-01-21 00:00:00.000 | 2026-02-18 00:00:00.000 | 2080927200001 | 10.00 | planning | 0306580000000 | Plastic Skirting - Dia 181mm, Big (For 6/9kg FX ) | 10.0000 | 1531882 | 1531882 | SO965069 | 57007 | SWO26-01-0025 | 162435
162435 | PWO26-01-00098 | 2026-01-21 00:00:00.000 | 2026-02-18 00:00:00.000 | 2080927200001 | 10.00 | planning | 0300690000000 | Gas- Compressed Nitrogen 99.99% | 1.1000 | 1531882 | 1531882 | SO965069 | 57007 | SWO26-01-0025 | 162435
162435 | PWO26-01-00098 | 2026-01-21 00:00:00.000 | 2026-02-18 00:00:00.000 | 2080927200001 | 10.00 | planning | 0301120300000 | Additives - Mixture FER T1 | 60.0000 | 1531882 | 1531882 | SO965069 | 57007 | SWO26-01-0025 | 162435
162435 | PWO26-01-00098 | 2026-01-21 00:00:00.000 | 2026-02-18 00:00:00.000 | 2080927200001 | 10.00 | planning | 0309800000000 | Empty Cylinder - Size 6Ltr (Vol. 8.7L) For Water/Foam SP c/w Internal Lining, Red Colour | 10.0000 | 1531882 | 1531882 | SO965069 | 57007 | SWO26-01-0025 | 162435
162437 | PWO26-01-00100 | 2026-01-22 00:00:00.000 | 2026-02-04 00:00:00.000 | 2080233000001 | 8.00 | in_progress | 0315170000000 | Label - Combat Logo Only (Black) For 2/5 kg CO2 FX, 225mm x 48mm, Black (RAL 9005) Base c/w White Silkscreen (Reverse Print) - 1 Color | 8.0000 | 1532066 | 1532066 | SO965113 | 57005 | SWO26-01-0024 | 162437
162437 | PWO26-01-00100 | 2026-01-22 00:00:00.000 | 2026-02-04 00:00:00.000 | 2080233000001 | 8.00 | in_progress | 0302390900000 | Trolley For 20kg/25kg/30kg CO2 c/w 16" Wheel, Red Color | 8.0000 | 1532066 | 1532066 | SO965113 | 57005 | SWO26-01-0024 | 162437
162437 | PWO26-01-00100 | 2026-01-22 00:00:00.000 | 2026-02-04 00:00:00.000 | 2080233000001 | 8.00 | in_progress | 0319500000000 | Hex Bolt - M8 X 50mm, Full Thread, C/w 1 Nut, Material: SS304, For CO2 Trolley | 32.0000 | 1532066 | 1532066 | SO965113 | 57005 | SWO26-01-0024 | 162437
162437 | PWO26-01-00100 | 2026-01-22 00:00:00.000 | 2026-02-04 00:00:00.000 | 2080233000001 | 8.00 | in_progress | 0322920000000 | Label* - C-30C, 30kg CO2 Stored Pressure Trolley c/w LPCB & Setsco Logo, LPCB Approval No: 501f/02, Fire Rating: 113B, Material: Clear Vinyl c/w 1 Colour White Silkscreen, Size: W190mm x H250mm | 8.0000 | 1532066 | 1532066 | SO965113 | 57005 | SWO26-01-0024 | 162437
162437 | PWO26-01-00100 | 2026-01-22 00:00:00.000 | 2026-02-04 00:00:00.000 | 2080233000001 | 8.00 | in_progress | 0300320000000 | 6M CO2 High Pressure Hose c/w Fittings | 8.0000 | 1532066 | 1532066 | SO965113 | 57005 | SWO26-01-0024 | 162437
162437 | PWO26-01-00100 | 2026-01-22 00:00:00.000 | 2026-02-04 00:00:00.000 | 2080233000001 | 8.00 | in_progress | 0313020000000 | CO2 Valve - Squeeze Lever Controllable Valve For CO2 Trolley Use, Nickel Chrome Body c/w Stainless Steel Handle | 8.0000 | 1532066 | 1532066 | SO965113 | 57005 | SWO26-01-0024 | 162437
162437 | PWO26-01-00100 | 2026-01-22 00:00:00.000 | 2026-02-04 00:00:00.000 | 2080233000001 | 8.00 | in_progress | 0300040400000 | Horn Only - Round For CO2 Trolley c/w M16 x1.5 Hose Adaptor, Black Color | 8.0000 | 1532066 | 1532066 | SO965113 | 57005 | SWO26-01-0024 | 162437
162437 | PWO26-01-00100 | 2026-01-22 00:00:00.000 | 2026-02-04 00:00:00.000 | 2080233000001 | 8.00 | in_progress | 0302391100000 | 30kg CO2 Cylinder c/w Turn Valve with Safety Pin, Valve Cap, Syphone Tube & 30kg CO2 Gas Refill, Red Color, Cylinder Ø229mm±2.29 x Ht 1500mm±30, Material: 34CrMo4 | 8.0000 | 1532066 | 1532066 | SO965113 | 57005 | SWO26-01-0024 | 162437
162438 | PWO26-01-00101 | 2026-01-22 00:00:00.000 | 2026-01-31 00:00:00.000 | 0302390900000 | 6.00 | in_progress | 0303010000000 | Powder Coat - Red Powder, 20kg/Carton, To RAL3000, Outdoor Color, Normal Gloss | 0.6000 | 1532066 | 1532066 | SO965113 | 57005 | SWO26-01-0024 | 162438
162438 | PWO26-01-00101 | 2026-01-22 00:00:00.000 | 2026-01-31 00:00:00.000 | 0302390900000 | 6.00 | in_progress | 0323210000000 | Cottor Pin - 3/16" X 1 1/4", Clip For Trolley Fire Extinguisher, Material : Galvanized Steel | 12.0000 | 1532066 | 1532066 | SO965113 | 57005 | SWO26-01-0024 | 162438
162438 | PWO26-01-00101 | 2026-01-22 00:00:00.000 | 2026-01-31 00:00:00.000 | 0302390900000 | 6.00 | in_progress | 0311230000000 | Flat Washer 7/8", OD: 50mm, ID: 26mm, Thk: 3mm, Material: GI, For Trolley | 12.0000 | 1532066 | 1532066 | SO965113 | 57005 | SWO26-01-0024 | 162438
162438 | PWO26-01-00101 | 2026-01-22 00:00:00.000 | 2026-01-31 00:00:00.000 | 0302390900000 | 6.00 | in_progress | 0303820000000 | Solid Rod/ Round Bar - Dia. 25mm X L6m, Mild Steel (For 25kg Trolley) | 0.6000 | 1532066 | 1532066 | SO965113 | 57005 | SWO26-01-0024 | 162438
162438 | PWO26-01-00101 | 2026-01-22 00:00:00.000 | 2026-01-31 00:00:00.000 | 0302390900000 | 6.00 | in_progress | 0303810000000 | Pipe - Black A - 20mm (3/4") Dia x 6m, O/D26.90mm x Thk 2.3mm, For Making Trolley Handle | 6.0000 | 1532066 | 1532066 | SO965113 | 57005 | SWO26-01-0024 | 162438
162438 | PWO26-01-00101 | 2026-01-22 00:00:00.000 | 2026-01-31 00:00:00.000 | 0302390900000 | 6.00 | in_progress | 0312430000000 | 16" Solid Rubber Wheel For Trolley Fire Ext. Complete Assembly | 12.0000 | 1532066 | 1532066 | SO965113 | 57005 | SWO26-01-0024 | 162438
162438 | PWO26-01-00101 | 2026-01-22 00:00:00.000 | 2026-01-31 00:00:00.000 | 0302390900000 | 6.00 | in_progress | 0303570100000 | Hot Rolled Sheet - 3.6mm +/-0.1mm x 1219mm x 2650mm, 50kg Cyl Body(x2) or 75/100/150kg Cap (x8), 91.2897kg/pcs, Material: JIS3131 SPHD/SPHE | 1.2000 | 1532066 | 1532066 | SO965113 | 57005 | SWO26-01-0024 | 162438
162441 | PWO26-01-00104 | 2026-01-23 00:00:00.000 | 2025-02-03 00:00:00.000 | 7080100226001 | 1.00 | planning | 0321360400000 | Pipe - SS304, Round Pipe, 400G - 5/8" X 1.5mm Thk X L6M | 0.1000 | 1529103 | 1529103 | SO964455 | 57009 | SWO26-01-0026 | 162441
162441 | PWO26-01-00104 | 2026-01-23 00:00:00.000 | 2025-02-03 00:00:00.000 | 7080100226001 | 1.00 | planning | 0310460000000 | Stainless Steel Sheet - 1.0mm x 4' x 8', SS304/2B | 0.2000 | 1529103 | 1529103 | SO964455 | 57009 | SWO26-01-0026 | 162441
162441 | PWO26-01-00104 | 2026-01-23 00:00:00.000 | 2025-02-03 00:00:00.000 | 7080100226001 | 1.00 | planning | 0310470000000 | 3/4" X 1.5Mm X 6M,Stainless Steel Round Pipe - Ss304, | 1.0000 | 1529103 | 1529103 | SO964455 | 57009 | SWO26-01-0026 | 162441
162448 | PWO26-01-00111 | 2026-01-24 00:00:00.000 | 2026-03-02 00:00:00.000 | 2180480000001 | 20.00 | in_progress | 0304730100000 | Label* - C-50PTP, 50kg Purple K BC Powder SP Trolley c/w LPCB & SETSCO, LPCB Approval: 501f/17, Setsco Approval BCM-2019-0060, Fire Rating: IIB(275B), Material: Clear Vinyl c/w White Wordings, Size: W190mm x H200mm | 20.0000 | 1532301 | 1532301 | SO965167 | 57011 | SWO26-01-0028 | 162448
162448 | PWO26-01-00111 | 2026-01-24 00:00:00.000 | 2026-03-02 00:00:00.000 | 2180480000001 | 20.00 | in_progress | 0301860000000 | Iron Safety Pin - Dia. 3.85 (+0.2/-0), Material: Iron (Commercial Grade) Nickel Plated, | 20.0000 | 1532301 | 1532301 | SO965167 | 57011 | SWO26-01-0028 | 162448
162448 | PWO26-01-00111 | 2026-01-24 00:00:00.000 | 2026-03-02 00:00:00.000 | 2180480000001 | 20.00 | in_progress | 0307920400000 | Powder Controllable Discharge Gun - Type 2, Inlet: 3/4" x 6m, Orifice Dia: 16mm | 20.0000 | 1532301 | 1532301 | SO965167 | 57011 | SWO26-01-0028 | 162448
162448 | PWO26-01-00111 | 2026-01-24 00:00:00.000 | 2026-03-02 00:00:00.000 | 2180480000001 | 20.00 | in_progress | 0306720600000 | Empty Cylinder OD350 x H695(+/-10mm) - 50kg SP & Cart Trolley c/w 16" Wheel, Red Colour (Dwg. No. 03067206) | 20.0000 | 1532301 | 1532301 | SO965167 | 57011 | SWO26-01-0028 | 162448
162448 | PWO26-01-00111 | 2026-01-24 00:00:00.000 | 2026-03-02 00:00:00.000 | 2180480000001 | 20.00 | in_progress | 0300020000000 | Pressure Gauge - 23mm Dial For All Powder Portable FX, M10 x 12.5 with Fitted O Ring & Filter (0-10-14-17-25.5Bar),Temp. Range = -20 to +60 Deg C, WP Range = 10 - 17Bar (Green Color) | 20.0000 | 1532301 | 1532301 | SO965167 | 57011 | SWO26-01-0028 | 162448
162448 | PWO26-01-00111 | 2026-01-24 00:00:00.000 | 2026-03-02 00:00:00.000 | 2180480000001 | 20.00 | in_progress | 0310490000000 | Syphon Tube For 50kg SP Trolley FX, O/D 26.16mm x I/D 20mm x L725mm, Material: UPVC Class VP | 20.0000 | 1532301 | 1532301 | SO965167 | 57011 | SWO26-01-0028 | 162448
162448 | PWO26-01-00111 | 2026-01-24 00:00:00.000 | 2026-03-02 00:00:00.000 | 2180480000001 | 20.00 | in_progress | 0302500000000 | Fire Extinguishing Powder - Purple K Powder | 1000.0000 | 1532301 | 1532301 | SO965167 | 57011 | SWO26-01-0028 | 162448
162448 | PWO26-01-00111 | 2026-01-24 00:00:00.000 | 2026-03-02 00:00:00.000 | 2180480000001 | 20.00 | in_progress | 0300690000000 | Gas- Compressed Nitrogen 99.99% | 4.0000 | 1532301 | 1532301 | SO965167 | 57011 | SWO26-01-0028 | 162448
162448 | PWO26-01-00111 | 2026-01-24 00:00:00.000 | 2026-03-02 00:00:00.000 | 2180480000001 | 20.00 | in_progress | 0300330300000 | 3/4" I/D X 6m Hose c/w Male-Female Nipple - For All Types Of SP/Cart & Halotron Trolley, Black Color, Male Nipple : NPT (S016-12-12S), Female Nipple: BSP Parallel (S001-12-12S), WP: 300psi, BP 45bar, Material: Air Hose - Thermoplastic Rubber | 20.0000 | 1532301 | 1532301 | SO965167 | 57011 | SWO26-01-0028 | 162448
162448 | PWO26-01-00111 | 2026-01-24 00:00:00.000 | 2026-03-02 00:00:00.000 | 2180480000001 | 20.00 | in_progress | 0302000400000 | SP Turn Valve For Trolley FX c/w CE Approved, Nickle Chrome Finish, Inlet : 2" BSP, Outlet: 3/4"BSPT -14TPI | 20.0000 | 1532301 | 1532301 | SO965167 | 57011 | SWO26-01-0028 | 162448
162459 | PWO26-01-00113 | 2026-01-26 00:00:00.000 | 2026-01-30 00:00:00.000 | 9070010000000 | 4.00 | in_progress | 0302940000000 | 2 1/2" Delivery Hose Coupling - Complete Assembly (Male/Female) To BS 336,Materials: Aluminium Alloy | 4.0000 | 0 | 0 |  | 0 |  | 162459
162459 | PWO26-01-00113 | 2026-01-26 00:00:00.000 | 2026-01-30 00:00:00.000 | 9070010000000 | 4.00 | in_progress | 0307200000000 | Setsco Label - Fire Hose | 4.0000 | 0 | 0 |  | 0 |  | 162459
162459 | PWO26-01-00113 | 2026-01-26 00:00:00.000 | 2026-01-30 00:00:00.000 | 9070010000000 | 4.00 | in_progress | 0302900000000 | 2½" x 30m Lay Flat Fire Hose Uncoupled, Dutch Rolled, c/w COMBAT, Red Color, Approved To BS6391:2009 Type 3, Markings On Hose : "COMBAT, T3, BS6391 Type 3, 64mm x 30m, Month/Year", Material: Synthetic Polydur, Inside And Outside Red Rubber lined | 4.0000 | 0 | 0 |  | 0 |  | 162459
162459 | PWO26-01-00113 | 2026-01-26 00:00:00.000 | 2026-01-30 00:00:00.000 | 9070010000000 | 4.00 | in_progress | 0304400000000 | Velcro Strap Set (Male/Female) | 8.0000 | 0 | 0 |  | 0 |  | 162459
162459 | PWO26-01-00113 | 2026-01-26 00:00:00.000 | 2026-01-30 00:00:00.000 | 9070010000000 | 4.00 | in_progress | 0302910000000 | Galvanized Mild Steel Wire - 1.6mm (+/- 0.05) | 0.6400 | 0 | 0 |  | 0 |  | 162459
162459 | PWO26-01-00113 | 2026-01-26 00:00:00.000 | 2026-01-30 00:00:00.000 | 9070010000000 | 4.00 | in_progress | 0302920000000 | Hose Guard - Canvas ( 50M/coil ) w/o Center Strip, 2 1/2" Width | 0.0400 | 0 | 0 |  | 0 |  | 162459
162460 | PWO26-01-00114 | 2026-01-26 00:00:00.000 | 2026-01-26 00:00:00.000 | 0300310100000 | 17.00 | in_progress | 0304430000000 | Aluminium Nozzle - For 2Kg Hal FX, Orific Dia.7mm | 17.0000 | 0 | 0 |  | 0 |  | 162460
162460 | PWO26-01-00114 | 2026-01-26 00:00:00.000 | 2026-01-26 00:00:00.000 | 0300310100000 | 17.00 | in_progress | 0300550000000 | Hose & Adaptor (03009100) Partial Assembly - For 2/4/6Kg Hal FX,Inlet: 1/4" x 19BSPF Male Thread (Chrome Plated),Hose Specs: Black Braided PVC, I/D 12.5mm x THK 3.25mm x L400mm with Min Burst 750PSI | 17.0000 | 0 | 0 |  | 0 |  | 162460
162463 | PWO26-01-00117 | 2026-01-27 00:00:00.000 | 2026-02-06 00:00:00.000 | 0301590000000 | 15.00 | planning | 0303010000000 | Powder Coat - Red Powder, 20kg/Carton, To RAL3000, Outdoor Color, Normal Gloss | 1.5000 | 0 | 0 |  | 0 |  | 162463
162463 | PWO26-01-00117 | 2026-01-27 00:00:00.000 | 2026-02-06 00:00:00.000 | 0301590000000 | 15.00 | planning | 0303820000000 | Solid Rod/ Round Bar - Dia. 25mm X L6m, Mild Steel (For 25kg Trolley) | 3.0000 | 0 | 0 |  | 0 |  | 162463
162463 | PWO26-01-00117 | 2026-01-27 00:00:00.000 | 2026-02-06 00:00:00.000 | 0301590000000 | 15.00 | planning | 0311310000000 | Hydrant Key & Bar - Key Head, Material: Cast Iron | 15.0000 | 0 | 0 |  | 0 |  | 162463
162475 | PWO26-01-00125 | 2026-01-30 00:00:00.000 | 2026-02-11 00:00:00.000 | 7080030700000 | 2.00 | planning | 0303090000000 | Nut - M5 G.I. Hex Nut For Cabinets | 4.0000 | 1532855 | 1532855 | SO965325 | 57020 | SWO26-01-0034 | 162475
162475 | PWO26-01-00125 | 2026-01-30 00:00:00.000 | 2026-02-11 00:00:00.000 | 7080030700000 | 2.00 | planning | 0303300000000 | Lock - Cam Lock (Short) For Cabinet, Material: Plastic | 2.0000 | 1532855 | 1532855 | SO965325 | 57020 | SWO26-01-0034 | 162475
162475 | PWO26-01-00125 | 2026-01-30 00:00:00.000 | 2026-02-11 00:00:00.000 | 7080030700000 | 2.00 | planning | 0304820000000 | Bracket - Glass Bracket Holder For Cabinet, Material: 1.2mm EG | 4.0000 | 1532855 | 1532855 | SO965325 | 57020 | SWO26-01-0034 | 162475
162475 | PWO26-01-00125 | 2026-01-30 00:00:00.000 | 2026-02-11 00:00:00.000 | 7080030700000 | 2.00 | planning | 0305470000000 | U Shape Rubber Gasket - 1.5mm (Gap) X 4.5mm Ht X 500Ft/ Coil | 0.0200 | 1532855 | 1532855 | SO965325 | 57020 | SWO26-01-0034 | 162475
162475 | PWO26-01-00125 | 2026-01-30 00:00:00.000 | 2026-02-11 00:00:00.000 | 7080030700000 | 2.00 | planning | 0308072600000 | 300Mm(L)X220Mm(D)X770Mm(H)X1.2Mm,,Wall Mounted, Weather Proof, Non Lockable Fx Cabinet(For 6 & 9Kg Abc,6Kg Halotron,2.3Kg Co2),Empty Complete,Red Colour,,Thumb Latch Knob,,Electro Galvanised Steel | 2.0000 | 1532855 | 1532855 | SO965325 | 57020 | SWO26-01-0034 | 162475
162475 | PWO26-01-00125 | 2026-01-30 00:00:00.000 | 2026-02-11 00:00:00.000 | 7080030700000 | 2.00 | planning | 0304970000000 | Plain Glass - 3mm x 455mm x 140mm for HR & 9kg CAB (View Glass) | 2.0000 | 1532855 | 1532855 | SO965325 | 57020 | SWO26-01-0034 | 162475
162476 | PWO26-01-00126 | 2026-01-30 00:00:00.000 | 2026-02-05 00:00:00.000 | 0308072600000 | 6.00 | in_progress | 0305420000000 | Electro Galvanised Steel Sheet - 1.2mm x 1219mm x 2438mm, JIS G3313 SECC Anti-Fingerprint, 28.1144kg/pcs | 3.0000 | 1532855 | 1532855 | SO965325 | 57020 | SWO26-01-0034 | 162476
162476 | PWO26-01-00126 | 2026-01-30 00:00:00.000 | 2026-02-05 00:00:00.000 | 0308072600000 | 6.00 | in_progress | 0303010000000 | Powder Coat - Red Powder, 20kg/Carton, To RAL3000, Outdoor Color, Normal Gloss | 1.5000 | 1532855 | 1532855 | SO965325 | 57020 | SWO26-01-0034 | 162476
162476 | PWO26-01-00126 | 2026-01-30 00:00:00.000 | 2026-02-05 00:00:00.000 | 0308072600000 | 6.00 | in_progress | 0305560000000 | CD Stud - M5 X 12mm, Copper Plated Mild Steel, Material: Steel 4.8 | 12.0000 | 1532855 | 1532855 | SO965325 | 57020 | SWO26-01-0034 | 162476
162476 | PWO26-01-00126 | 2026-01-30 00:00:00.000 | 2026-02-05 00:00:00.000 | 0308072600000 | 6.00 | in_progress | 0304890000000 | Hinge - Detachable Hinge M.S. Without Bending Line (For All Door Outside Cabinets), Material: Mild Steel | 12.0000 | 1532855 | 1532855 | SO965325 | 57020 | SWO26-01-0034 | 162476
162479 | PWO26-01-00129 | 2026-01-30 00:00:00.000 | 2026-02-28 00:00:00.000 | 9080350000001 | 4.00 | planning | 0313420800000 | Gasket - Cnaf Gasket, 2.5" Ansi#150 Rf 3Mm Thickness,,Green Color,,Material: Compressed Non-Asbestos Fiber (Cnaf), | 16.0000 | 1533050 | 1533050 | SO965363 | 57022 | SWO26-01-0036 | 162479
162479 | PWO26-01-00129 | 2026-01-30 00:00:00.000 | 2026-02-28 00:00:00.000 | 9080350000001 | 4.00 | planning | 0316510100000 | Flat Washer 5/8", Material: GI (Id: 17.5 X Od: 38 X Thk: 3) | 128.0000 | 1533050 | 1533050 | SO965363 | 57022 | SWO26-01-0036 | 162479
162479 | PWO26-01-00129 | 2026-01-30 00:00:00.000 | 2026-02-28 00:00:00.000 | 9080350000001 | 4.00 | planning | 0316520200000 | Nut - 5/8" G.I. Hex Nut, | 128.0000 | 1533050 | 1533050 | SO965363 | 57022 | SWO26-01-0036 | 162479
162479 | PWO26-01-00129 | 2026-01-30 00:00:00.000 | 2026-02-28 00:00:00.000 | 9080350000001 | 4.00 | planning | 0322080900000 | Stud - 5/8" x 85mm(L) GI, Full Threaded Rod | 64.0000 | 1533050 | 1533050 | SO965363 | 57022 | SWO26-01-0036 | 162479
162479 | PWO26-01-00129 | 2026-01-30 00:00:00.000 | 2026-02-28 00:00:00.000 | 9080350000001 | 4.00 | planning | 0323757400001 | Pillar Hydrant Body: 4Way, 6"ANSI#150RF, 2.5"ANSI#150RF, External 2 Layer Marine Red Ral3001, Internal Bare, Material: Carbon Steel | 4.0000 | 1533050 | 1533050 | SO965363 | 57022 | SWO26-01-0036 | 162479
162479 | PWO26-01-00129 | 2026-01-30 00:00:00.000 | 2026-02-28 00:00:00.000 | 9080350000001 | 4.00 | planning | 0309760900000 | Bib Nose Valve - O/C, Inlet 2½” ANSI #150 RF, Outlet 2½” BS336 Female Instantaneous, LPCB Approved, Red Colour c/w Plastic Cap & SS Chain, CI Hand Wheel, Material: Gunmetal LG2 | 16.0000 | 1533050 | 1533050 | SO965363 | 57022 | SWO26-01-0036 | 162479
162480 | PWO26-01-00130 | 2026-01-30 00:00:00.000 | 2026-02-23 00:00:00.000 | 0323757400001 | 4.00 | in_progress | 0311660800000 | Marine Paint - Jotun Penguard Top Coat (A) + Hardener (B) (Ref To RAL 3001 - Signal Red), 5Liters/Can | 2.0000 | 0 | 0 |  | 0 |  | 162480
162480 | PWO26-01-00130 | 2026-01-30 00:00:00.000 | 2026-02-23 00:00:00.000 | 0323757400001 | 4.00 | in_progress | 0313610000000 | Pipe - 6" x 6m, Carbon Steel SCH40 Seamless Pipe A106 GV B | 0.8000 | 0 | 0 |  | 0 |  | 162480
162480 | PWO26-01-00130 | 2026-01-30 00:00:00.000 | 2026-02-23 00:00:00.000 | 0323757400001 | 4.00 | in_progress | 0318730000000 | 2 1/2",Flange - 2 1/2" ANSI #150 RF Weld Neck Flange,Material: Carbon Steel (ASTM A105N), | 16.0000 | 0 | 0 |  | 0 |  | 162480
162480 | PWO26-01-00130 | 2026-01-30 00:00:00.000 | 2026-02-23 00:00:00.000 | 0323757400001 | 4.00 | in_progress | 0318750000000 | Flange - 6" ANSI #150 RF Weld Neck Flange, Material: Carbon Steel (ASTM A105N) | 4.0000 | 0 | 0 |  | 0 |  | 162480
162480 | PWO26-01-00130 | 2026-01-30 00:00:00.000 | 2026-02-23 00:00:00.000 | 0323757400001 | 4.00 | in_progress | 0307630300000 | Tee - Welded Joint, 6" Sch 40,,Material: Carbon Steel (Astm A234 Wpb), | 4.0000 | 0 | 0 |  | 0 |  | 162480
162480 | PWO26-01-00130 | 2026-01-30 00:00:00.000 | 2026-02-23 00:00:00.000 | 0323757400001 | 4.00 | in_progress | 0311990000000 | End (Dome) Cap - Carbon Steel, 6" SCH40 (ASTM A234 WPB) | 8.0000 | 0 | 0 |  | 0 |  | 162480
162480 | PWO26-01-00130 | 2026-01-30 00:00:00.000 | 2026-02-23 00:00:00.000 | 0323757400001 | 4.00 | in_progress | 0311660900000 | Primer for Jotun Marine Paint (5liters/set) - Red Primer Part A (4L) + Hardener Part B (1L) | 0.4000 | 0 | 0 |  | 0 |  | 162480
162480 | PWO26-01-00130 | 2026-01-30 00:00:00.000 | 2026-02-23 00:00:00.000 | 0323757400001 | 4.00 | in_progress | 0313620000000 | Pipe - Carbon Steel, 2-1/2" x 6m SCH40 Seamless Pipe, A106 GV B | 0.1920 | 0 | 0 |  | 0 |  | 162480
162481 | PWO26-01-00131 | 2026-01-30 00:00:00.000 | 2026-06-10 00:00:00.000 | 2180440000000 | 64.00 | planning | 0314950100000 | Nut - M8 SS304 Hex Nut For Trolley Valve | 128.0000 | 1531315 | 1531315 | SO964947 | 56998 | SWO26-01-0019 | 162481
162481 | PWO26-01-00131 | 2026-01-30 00:00:00.000 | 2026-06-10 00:00:00.000 | 2180440000000 | 64.00 | planning | 0319170100000 | 4.5L CO2 Cylinder with CE Approval Complete with CE Turn Valve WITHOUT SYPHON TUBE c/w 3.0kg CO2 Gas Refill, Red Color Material: Alloy Steel | 64.0000 | 1531315 | 1531315 | SO964947 | 56998 | SWO26-01-0019 | 162481
162481 | PWO26-01-00131 | 2026-01-30 00:00:00.000 | 2026-06-10 00:00:00.000 | 2180440000000 | 64.00 | planning | 0323778200000 | Syphone Tube, Dia : 22mm X 965mm(L) For 75Kg Trolley (For New Cartridge Valve), UPVC | 64.0000 | 1531315 | 1531315 | SO964947 | 56998 | SWO26-01-0019 | 162481
162481 | PWO26-01-00131 | 2026-01-30 00:00:00.000 | 2026-06-10 00:00:00.000 | 2180440000000 | 64.00 | planning | 0307920400000 | Powder Controllable Discharge Gun - Type 2, Inlet: 3/4" x 6m, Orifice Dia: 16mm | 64.0000 | 1531315 | 1531315 | SO964947 | 56998 | SWO26-01-0019 | 162481
162481 | PWO26-01-00131 | 2026-01-30 00:00:00.000 | 2026-06-10 00:00:00.000 | 2180440000000 | 64.00 | planning | 0300330300000 | 3/4" I/D X 6m Hose c/w Male-Female Nipple - For All Types Of SP/Cart & Halotron Trolley, Black Color, Male Nipple : NPT (S016-12-12S), Female Nipple: BSP Parallel (S001-12-12S), WP: 300psi, BP 45bar, Material: Air Hose - Thermoplastic Rubber | 64.0000 | 1531315 | 1531315 | SO964947 | 56998 | SWO26-01-0019 | 162481
162481 | PWO26-01-00131 | 2026-01-30 00:00:00.000 | 2026-06-10 00:00:00.000 | 2180440000000 | 64.00 | planning | 0301860000000 | Iron Safety Pin - Dia. 3.85 (+0.2/-0), Material: Iron (Commercial Grade) Nickel Plated, | 64.0000 | 1531315 | 1531315 | SO964947 | 56998 | SWO26-01-0019 | 162481
162481 | PWO26-01-00131 | 2026-01-30 00:00:00.000 | 2026-06-10 00:00:00.000 | 2180440000000 | 64.00 | planning | 0304760000000 | Label* - C-100PTC/ C-150PTC/ C-75PTC, 100kg/150kg/75kg Purple K Powder Cartridge Trolley c/w Combat c/w LPCB, Top - Blue Base c/w White Wordings, Bottom - Clear Vinyl c/w White Wordings, Rating: IVB(317B)/ C, Material: Clear Vinyl c/w 2 Colors Silkscreen, 310mm X 210mm | 64.0000 | 1531315 | 1531315 | SO964947 | 56998 | SWO26-01-0019 | 162481
162481 | PWO26-01-00131 | 2026-01-30 00:00:00.000 | 2026-06-10 00:00:00.000 | 2180440000000 | 64.00 | planning | 0318580100000 | Screw - M8 X 16mm, Csk Head Cap Screw, Countersunk Head, Material: SS304, Stainless Steel A2 | 128.0000 | 1531315 | 1531315 | SO964947 | 56998 | SWO26-01-0019 | 162481
162481 | PWO26-01-00131 | 2026-01-30 00:00:00.000 | 2026-06-10 00:00:00.000 | 2180440000000 | 64.00 | planning | 0323778100000 | Discharge Tube, Dia 5/8"(15.8mm) X 950mm(L) For 75Kg Trolley (For New Cartridge Valve), UPVC | 64.0000 | 1531315 | 1531315 | SO964947 | 56998 | SWO26-01-0019 | 162481
162481 | PWO26-01-00131 | 2026-01-30 00:00:00.000 | 2026-06-10 00:00:00.000 | 2180440000000 | 64.00 | planning | 0300320700000 | 510mm,Hose - CO2 Heavy Duty High Pressure Hose With Chrome Plated Fitting ( F/F ),Female Adaptor(03145800) With Swivel Nut(03005101) | 64.0000 | 1531315 | 1531315 | SO964947 | 56998 | SWO26-01-0019 | 162481
162481 | PWO26-01-00131 | 2026-01-30 00:00:00.000 | 2026-06-10 00:00:00.000 | 2180440000000 | 64.00 | planning | 0319490000000 | Hex Bolt - M8 X 35mm, Full Thread, C/w 1 Nut, Material: SS304, For All Cart Trolley | 128.0000 | 1531315 | 1531315 | SO964947 | 56998 | SWO26-01-0019 | 162481
162481 | PWO26-01-00131 | 2026-01-30 00:00:00.000 | 2026-06-10 00:00:00.000 | 2180440000000 | 64.00 | planning | 0300300000000 | 125mm, Plastic Safety Seal, White Color, (Plastic Tie, Commercial Grade) | 64.0000 | 1531315 | 1531315 | SO964947 | 56998 | SWO26-01-0019 | 162481
162481 | PWO26-01-00131 | 2026-01-30 00:00:00.000 | 2026-06-10 00:00:00.000 | 2180440000000 | 64.00 | planning | 0300170600000 | Air Release Valve For Cartridge Trolley c/w Discharge & Cartridge Connection Complete Assembly c/w 2 Connection Glued, Chrome Finish, Material: Brass CZ121 | 64.0000 | 1531315 | 1531315 | SO964947 | 56998 | SWO26-01-0019 | 162481
162481 | PWO26-01-00131 | 2026-01-30 00:00:00.000 | 2026-06-10 00:00:00.000 | 2180440000000 | 64.00 | planning | 0306730200000 | Empty Cylinder OD350 x H920(+/-10mm) - 75kg SP & Cart Trolley c/w 16" Wheel, Red Colour (Dwg. No. 03067302) | 64.0000 | 1531315 | 1531315 | SO964947 | 56998 | SWO26-01-0019 | 162481
162481 | PWO26-01-00131 | 2026-01-30 00:00:00.000 | 2026-06-10 00:00:00.000 | 2180440000000 | 64.00 | planning | 0300150300000 | CO2 Turn Valve Holder, Dia: 50mm X 2.0mm (Thk) c/w Hexagon Hole, Material: SS304 | 64.0000 | 1531315 | 1531315 | SO964947 | 56998 | SWO26-01-0019 | 162481
162481 | PWO26-01-00131 | 2026-01-30 00:00:00.000 | 2026-06-10 00:00:00.000 | 2180440000000 | 64.00 | planning | 0302500000000 | Fire Extinguishing Powder - Purple K Powder | 4800.0000 | 1531315 | 1531315 | SO964947 | 56998 | SWO26-01-0019 | 162481
162481 | PWO26-01-00131 | 2026-01-30 00:00:00.000 | 2026-06-10 00:00:00.000 | 2180440000000 | 64.00 | planning | 0323777400000 | Trolley Bracket - For 3kg CO2 Cartridge Bracket, Red Colour, Material: 3.6mm Mild Steel | 64.0000 | 1531315 | 1531315 | SO964947 | 56998 | SWO26-01-0019 | 162481
162482 | PWO26-01-00132 | 2026-01-30 00:00:00.000 | 2026-02-18 00:00:00.000 | 2080927200001 | 20.00 | planning | 0301120300000 | Additives - Mixture FER T1 | 120.0000 | 1532541 | 1532541 | SO965243 | 57016 | SWO26-01-0030 | 162482
162482 | PWO26-01-00132 | 2026-01-30 00:00:00.000 | 2026-02-18 00:00:00.000 | 2080927200001 | 20.00 | planning | 0309800000000 | Empty Cylinder - Size 6Ltr (Vol. 8.7L) For Water/Foam SP c/w Internal Lining, Red Colour | 20.0000 | 1532541 | 1532541 | SO965243 | 57016 | SWO26-01-0030 | 162482
162482 | PWO26-01-00132 | 2026-01-30 00:00:00.000 | 2026-02-18 00:00:00.000 | 2080927200001 | 20.00 | planning | 0319540100000 | Hose & Nozzle Assembly - 6 Liter Lithium FX, Inlet: ¼" X 19BSPF Male Thread (Chrome Plated), Outlet: Nozzle Orifice = 3xØ1.5mm (+/- 0.5mm), Hose Specs: Black Braided PVC, I/D 12.5mm X Thk 3.25mm X L450mm With Min Burst 750PSI, Material Of Nozzle: SS304, Printing on Hose: "Max Working Pressure 15.5Bar, Test Pressure 23Bar" | 20.0000 | 1532541 | 1532541 | SO965243 | 57016 | SWO26-01-0030 | 162482
162482 | PWO26-01-00132 | 2026-01-30 00:00:00.000 | 2026-02-18 00:00:00.000 | 2080927200001 | 20.00 | planning | 0305140100000 | Carton Box - L197 x W197 x H535mm, Material: T150/M/T150 D/W Horizontal Fluting, For 6kg FX (C-6LISE) | 20.0000 | 1532541 | 1532541 | SO965243 | 57016 | SWO26-01-0030 | 162482
162482 | PWO26-01-00132 | 2026-01-30 00:00:00.000 | 2026-02-18 00:00:00.000 | 2080927200001 | 20.00 | planning | 0315250000000 | Syphon Tube & Water Filter Assembly - Length 386mm +/-1mm, (Thread 5/8"-18UNF) For 6 Liter Water/Foam/Lithium, White Colour, Filter Hole Dia. 1.3mm +0/-0.5mm, Connection Thread 5/8"-18UNF Thread | 20.0000 | 1532541 | 1532541 | SO965243 | 57016 | SWO26-01-0030 | 162482
162482 | PWO26-01-00132 | 2026-01-30 00:00:00.000 | 2026-02-18 00:00:00.000 | 2080927200001 | 20.00 | planning | 0306580000000 | Plastic Skirting - Dia 181mm, Big (For 6/9kg FX ) | 20.0000 | 1532541 | 1532541 | SO965243 | 57016 | SWO26-01-0030 | 162482
162482 | PWO26-01-00132 | 2026-01-30 00:00:00.000 | 2026-02-18 00:00:00.000 | 2080927200001 | 20.00 | planning | 0301310300002 | Stored Pressure Valve For Lithium FX - M30 x 1.5 c/w 23mm Pressure Gauge (03000302) & SS Safety Pin, Handle Black Colour, Material: EN12165 CUZN40PB2 Brass | 20.0000 | 1532541 | 1532541 | SO965243 | 57016 | SWO26-01-0030 | 162482
162482 | PWO26-01-00132 | 2026-01-30 00:00:00.000 | 2026-02-18 00:00:00.000 | 2080927200001 | 20.00 | planning | 0300690000000 | Gas- Compressed Nitrogen 99.99% | 2.2000 | 1532541 | 1532541 | SO965243 | 57016 | SWO26-01-0030 | 162482
162482 | PWO26-01-00132 | 2026-01-30 00:00:00.000 | 2026-02-18 00:00:00.000 | 2080927200001 | 20.00 | planning | 0302170000000 | Hook Bracket HB-74 - (For 6/9 kg ABC, 6/9Ltr Water/Foam, 6kg Halotron), 74mm x 3.0mm, Chrome Plated, Mild Steel | 20.0000 | 1532541 | 1532541 | SO965243 | 57016 | SWO26-01-0030 | 162482
162483 | PWO26-01-00133 | 2026-01-30 00:00:00.000 | 2026-03-16 00:00:00.000 | 2080232900002 | 10.00 | planning | 0302391200000 | 20kg CO2 Cylinder c/w Turn Valve with Safety Pin, Valve Cap, Syphone Tube & 20kg CO2 Gas Refill, Red Color, Cylinder Ø229mm±2.29 x Ht 1500mm±30, Material: 34CrMo4 | 10.0000 | 1532790 | 1532790 | SO965312 | 57018 | SWO26-01-0032 | 162483
162483 | PWO26-01-00133 | 2026-01-30 00:00:00.000 | 2026-03-16 00:00:00.000 | 2080232900002 | 10.00 | planning | 0300040400000 | Horn Only - Round For CO2 Trolley c/w M16 x1.5 Hose Adaptor, Black Color | 10.0000 | 1532790 | 1532790 | SO965312 | 57018 | SWO26-01-0032 | 162483
162483 | PWO26-01-00133 | 2026-01-30 00:00:00.000 | 2026-03-16 00:00:00.000 | 2080232900002 | 10.00 | planning | 0300320000000 | 6M CO2 High Pressure Hose c/w Fittings | 10.0000 | 1532790 | 1532790 | SO965312 | 57018 | SWO26-01-0032 | 162483
162483 | PWO26-01-00133 | 2026-01-30 00:00:00.000 | 2026-03-16 00:00:00.000 | 2080232900002 | 10.00 | planning | 0313020000000 | CO2 Valve - Squeeze Lever Controllable Valve For CO2 Trolley Use, Nickel Chrome Body c/w Stainless Steel Handle | 10.0000 | 1532790 | 1532790 | SO965312 | 57018 | SWO26-01-0032 | 162483
162483 | PWO26-01-00133 | 2026-01-30 00:00:00.000 | 2026-03-16 00:00:00.000 | 2080232900002 | 10.00 | planning | 0304710100000 | Label* - C-20C 20kg CO2 Trolley c/w Arabic Instructions c/w LPCB logo, LPCB Approval No: 501f/01, Fire Rating: 89B, Material: Clear Vinyl c/w 1 Colour White Silkscreen, Size: 248mm x 190mm | 10.0000 | 1532790 | 1532790 | SO965312 | 57018 | SWO26-01-0032 | 162483
162483 | PWO26-01-00133 | 2026-01-30 00:00:00.000 | 2026-03-16 00:00:00.000 | 2080232900002 | 10.00 | planning | 0319500000000 | Hex Bolt - M8 X 50mm, Full Thread, C/w 1 Nut, Material: SS304, For CO2 Trolley | 40.0000 | 1532790 | 1532790 | SO965312 | 57018 | SWO26-01-0032 | 162483
162483 | PWO26-01-00133 | 2026-01-30 00:00:00.000 | 2026-03-16 00:00:00.000 | 2080232900002 | 10.00 | planning | 0302390900000 | Trolley For 20kg/25kg/30kg CO2 c/w 16" Wheel, Red Color | 10.0000 | 1532790 | 1532790 | SO965312 | 57018 | SWO26-01-0032 | 162483
162483 | PWO26-01-00133 | 2026-01-30 00:00:00.000 | 2026-03-16 00:00:00.000 | 2080232900002 | 10.00 | planning | 0315170000000 | Label - Combat Logo Only (Black) For 2/5 kg CO2 FX, 225mm x 48mm, Black (RAL 9005) Base c/w White Silkscreen (Reverse Print) - 1 Color | 10.0000 | 1532790 | 1532790 | SO965312 | 57018 | SWO26-01-0032 | 162483
162484 | PWO26-01-00134 | 2026-01-30 00:00:00.000 | 2026-03-16 00:00:00.000 | 2180580000004 | 2.00 | in_progress | 0300690000000 | Gas- Compressed Nitrogen 99.99% | 0.4000 | 1532790 | 1532790 | SO965312 | 57018 | SWO26-01-0032 | 162484
162484 | PWO26-01-00134 | 2026-01-30 00:00:00.000 | 2026-03-16 00:00:00.000 | 2180580000004 | 2.00 | in_progress | 0302000400000 | SP Turn Valve For Trolley FX c/w CE Approved, Nickle Chrome Finish, Inlet : 2" BSP, Outlet: 3/4"BSPT -14TPI | 2.0000 | 1532790 | 1532790 | SO965312 | 57018 | SWO26-01-0032 | 162484
162484 | PWO26-01-00134 | 2026-01-30 00:00:00.000 | 2026-03-16 00:00:00.000 | 2180580000004 | 2.00 | in_progress | 0301860000000 | Iron Safety Pin - Dia. 3.85 (+0.2/-0), Material: Iron (Commercial Grade) Nickel Plated, | 2.0000 | 1532790 | 1532790 | SO965312 | 57018 | SWO26-01-0032 | 162484
162484 | PWO26-01-00134 | 2026-01-30 00:00:00.000 | 2026-03-16 00:00:00.000 | 2180580000004 | 2.00 | in_progress | 0300330300000 | 3/4" I/D X 6m Hose c/w Male-Female Nipple - For All Types Of SP/Cart & Halotron Trolley, Black Color, Male Nipple : NPT (S016-12-12S), Female Nipple: BSP Parallel (S001-12-12S), WP: 300psi, BP 45bar, Material: Air Hose - Thermoplastic Rubber | 2.0000 | 1532790 | 1532790 | SO965312 | 57018 | SWO26-01-0032 | 162484
162484 | PWO26-01-00134 | 2026-01-30 00:00:00.000 | 2026-03-16 00:00:00.000 | 2180580000004 | 2.00 | in_progress | 0310490000001 | Syphone Tube For 50L SP Trolley FX, O/D 26.16mm x I/D 20mm x L725mm, c/w Filter 03033101, Material: UPVC Class VP | 2.0000 | 1532790 | 1532790 | SO965312 | 57018 | SWO26-01-0032 | 162484
162484 | PWO26-01-00134 | 2026-01-30 00:00:00.000 | 2026-03-16 00:00:00.000 | 2180580000004 | 2.00 | in_progress | 0302130100000 | Label* - C-50FTP, 50 Liter SP Foam Trolley c/w Arabic Instructions c/w LPCB, Fire Rating: 34A/ IIB (275B), LPCB Approval No: 501f/07, Material: Clear Vinyl c/w 1 Color White silkscreen, Size 200mm x 190mm | 2.0000 | 1532790 | 1532790 | SO965312 | 57018 | SWO26-01-0032 | 162484
162484 | PWO26-01-00134 | 2026-01-30 00:00:00.000 | 2026-03-16 00:00:00.000 | 2180580000004 | 2.00 | in_progress | 0300030000000 | Pressure Gauge - 23mm For Water & Foam Portable FX, M10 x 12.5 with Fitted O Ring & Filter (0-11.5-14-17-25.5Bar),Temp. Range = +5 To +60 Deg C, WP 14 Bar, WP Range = 11.5 - 17Bar (Green Color) | 2.0000 | 1532790 | 1532790 | SO965312 | 57018 | SWO26-01-0032 | 162484
162484 | PWO26-01-00134 | 2026-01-30 00:00:00.000 | 2026-03-16 00:00:00.000 | 2180580000004 | 2.00 | in_progress | 0306720600000 | Empty Cylinder OD350 x H695(+/-10mm) - 50kg SP & Cart Trolley c/w 16" Wheel, Red Colour (Dwg. No. 03067206) | 2.0000 | 1532790 | 1532790 | SO965312 | 57018 | SWO26-01-0032 | 162484
162484 | PWO26-01-00134 | 2026-01-30 00:00:00.000 | 2026-03-16 00:00:00.000 | 2180580000004 | 2.00 | in_progress | 0301120100000 | Foam - SC-6 | 1.0000 | 1532790 | 1532790 | SO965312 | 57018 | SWO26-01-0032 | 162484
162484 | PWO26-01-00134 | 2026-01-30 00:00:00.000 | 2026-03-16 00:00:00.000 | 2180580000004 | 2.00 | in_progress | 0315180000000 | Label - COMBAT Logo Only For 6/9ltr Foam FX, Cream (RAL 1014) Base c/w Red (RAL 3000) Silkscreen (2 Color), 225mm X 48mm | 2.0000 | 1532790 | 1532790 | SO965312 | 57018 | SWO26-01-0032 | 162484
162484 | PWO26-01-00134 | 2026-01-30 00:00:00.000 | 2026-03-16 00:00:00.000 | 2180580000004 | 2.00 | in_progress | 0307920600000 | Foam Controllable Discharge Gun-Type 3, For All Foam Trolley Fx,,Inlet: 3/4" X 6M, Orifice Dia: 8 Mm X 4 Nos Holes, | 2.0000 | 1532790 | 1532790 | SO965312 | 57018 | SWO26-01-0032 | 162484
162485 | PWO26-01-00135 | 2026-01-30 00:00:00.000 | 2026-03-16 00:00:00.000 | 2080233000002 | 45.00 | planning | 0319500000000 | Hex Bolt - M8 X 50mm, Full Thread, C/w 1 Nut, Material: SS304, For CO2 Trolley | 180.0000 | 1532790 | 1532790 | SO965312 | 57018 | SWO26-01-0032 | 162485
162485 | PWO26-01-00135 | 2026-01-30 00:00:00.000 | 2026-03-16 00:00:00.000 | 2080233000002 | 45.00 | planning | 0300320000000 | 6M CO2 High Pressure Hose c/w Fittings | 45.0000 | 1532790 | 1532790 | SO965312 | 57018 | SWO26-01-0032 | 162485
162485 | PWO26-01-00135 | 2026-01-30 00:00:00.000 | 2026-03-16 00:00:00.000 | 2080233000002 | 45.00 | planning | 0302391100000 | 30kg CO2 Cylinder c/w Turn Valve with Safety Pin, Valve Cap, Syphone Tube & 30kg CO2 Gas Refill, Red Color, Cylinder Ø229mm±2.29 x Ht 1500mm±30, Material: 34CrMo4 | 45.0000 | 1532790 | 1532790 | SO965312 | 57018 | SWO26-01-0032 | 162485
162485 | PWO26-01-00135 | 2026-01-30 00:00:00.000 | 2026-03-16 00:00:00.000 | 2080233000002 | 45.00 | planning | 0313020000000 | CO2 Valve - Squeeze Lever Controllable Valve For CO2 Trolley Use, Nickel Chrome Body c/w Stainless Steel Handle | 45.0000 | 1532790 | 1532790 | SO965312 | 57018 | SWO26-01-0032 | 162485
162485 | PWO26-01-00135 | 2026-01-30 00:00:00.000 | 2026-03-16 00:00:00.000 | 2080233000002 | 45.00 | planning | 0322920100000 | Label* - C-30C, 30kg CO2 Trolley FX c/w Arabic Instruction c/w LPCB Logo & Setsco Logo, LPCB Approval No: 501f/02, Fire Rating: 113B, Size 190mm x 250mm, Material: Clear Vinyl c/w 1 Colour White Silkscreen | 45.0000 | 1532790 | 1532790 | SO965312 | 57018 | SWO26-01-0032 | 162485
162485 | PWO26-01-00135 | 2026-01-30 00:00:00.000 | 2026-03-16 00:00:00.000 | 2080233000002 | 45.00 | planning | 0302390900000 | Trolley For 20kg/25kg/30kg CO2 c/w 16" Wheel, Red Color | 45.0000 | 1532790 | 1532790 | SO965312 | 57018 | SWO26-01-0032 | 162485
162485 | PWO26-01-00135 | 2026-01-30 00:00:00.000 | 2026-03-16 00:00:00.000 | 2080233000002 | 45.00 | planning | 0315170000000 | Label - Combat Logo Only (Black) For 2/5 kg CO2 FX, 225mm x 48mm, Black (RAL 9005) Base c/w White Silkscreen (Reverse Print) - 1 Color | 45.0000 | 1532790 | 1532790 | SO965312 | 57018 | SWO26-01-0032 | 162485
162485 | PWO26-01-00135 | 2026-01-30 00:00:00.000 | 2026-03-16 00:00:00.000 | 2080233000002 | 45.00 | planning | 0300040400000 | Horn Only - Round For CO2 Trolley c/w M16 x1.5 Hose Adaptor, Black Color | 45.0000 | 1532790 | 1532790 | SO965312 | 57018 | SWO26-01-0032 | 162485
162487 | PWO26-01-00137 | 2026-01-30 00:00:00.000 | 2026-02-28 00:00:00.000 | 7080200026001 | 2.00 | planning | 0311480100000 | Lever Lock W/O Key (L-Handle Lock W/O Key), A-45-No Key/B-45-No Key,,Cast Iron With Chrome Plated, | 2.0000 | 1533050 | 1533050 | SO965363 | 57022 | SWO26-01-0036 | 162487
162487 | PWO26-01-00137 | 2026-01-30 00:00:00.000 | 2026-02-28 00:00:00.000 | 7080200026001 | 2.00 | planning | 0308011526001 | Self-Standing Cabinet for Double Fire Hose - Weather Proof, Empty Complete, Red Colour RAL3000 3 Layer Marine Paint, c/w Chrome Handle without Lock & Key, Break Glass, 740mm(W) x 1363mm(H) x 280mm(D), Material: EG | 2.0000 | 1533050 | 1533050 | SO965363 | 57022 | SWO26-01-0036 | 162487
162489 | PWO26-01-00138 | 2026-01-30 00:00:00.000 | 2026-02-28 00:00:00.000 | 0308011526001 | 2.00 | in_progress | 0305560000000 | CD Stud - M5 X 12mm, Copper Plated Mild Steel, Material: Steel 4.8 | 4.0000 | 1533050 | 1533050 | SO965363 | 57022 | SWO26-01-0036 | 162489
162489 | PWO26-01-00138 | 2026-01-30 00:00:00.000 | 2026-02-28 00:00:00.000 | 0308011526001 | 2.00 | in_progress | 0303600500000 | Electro Galvanised Steel Sheet - 1.5mm x 1219mm x 2438mm, JIS G3313 SECC, 35.1133kg/pcs | 3.0000 | 1533050 | 1533050 | SO965363 | 57022 | SWO26-01-0036 | 162489
162489 | PWO26-01-00138 | 2026-01-30 00:00:00.000 | 2026-02-28 00:00:00.000 | 0308011526001 | 2.00 | in_progress | 0311660800000 | Marine Paint - Jotun Penguard Top Coat (A) + Hardener (B) (Ref To RAL 3001 - Signal Red), 5Liters/Can | 0.4000 | 1533050 | 1533050 | SO965363 | 57022 | SWO26-01-0036 | 162489
162489 | PWO26-01-00138 | 2026-01-30 00:00:00.000 | 2026-02-28 00:00:00.000 | 0308011526001 | 2.00 | in_progress | 0304900200000 | Hinge - Detachable Concealed Hinge Without Bending Line, Weatherproof (For All Door Outside S.S. Cabinets), Stainless Steel SS304 | 4.0000 | 1533050 | 1533050 | SO965363 | 57022 | SWO26-01-0036 | 162489
162489 | PWO26-01-00138 | 2026-01-30 00:00:00.000 | 2026-02-28 00:00:00.000 | 0308011526001 | 2.00 | in_progress | 0303570100000 | Hot Rolled Sheet - 3.6mm +/-0.1mm x 1219mm x 2650mm, 50kg Cyl Body(x2) or 75/100/150kg Cap (x8), 91.2897kg/pcs, Material: JIS3131 SPHD/SPHE | 0.2000 | 1533050 | 1533050 | SO965363 | 57022 | SWO26-01-0036 | 162489
162489 | PWO26-01-00138 | 2026-01-30 00:00:00.000 | 2026-02-28 00:00:00.000 | 0308011526001 | 2.00 | in_progress | 0311660900000 | Primer for Jotun Marine Paint (5liters/set) - Red Primer Part A (4L) + Hardener Part B (1L) | 1.0000 | 1533050 | 1533050 | SO965363 | 57022 | SWO26-01-0036 | 162489
162490 | PWO26-01-00139 | 2026-01-30 00:00:00.000 | 2026-02-28 00:00:00.000 | 7080050126001 | 9.00 | planning | 0303090000000 | Nut - M5 G.I. Hex Nut For Cabinets | 18.0000 | 1533050 | 1533050 | SO965363 | 57022 | SWO26-01-0036 | 162490
162490 | PWO26-01-00139 | 2026-01-30 00:00:00.000 | 2026-02-28 00:00:00.000 | 7080050126001 | 9.00 | planning | 0304820000000 | Bracket - Glass Bracket Holder For Cabinet, Material: 1.2mm EG | 18.0000 | 1533050 | 1533050 | SO965363 | 57022 | SWO26-01-0036 | 162490
162490 | PWO26-01-00139 | 2026-01-30 00:00:00.000 | 2026-02-28 00:00:00.000 | 7080050126001 | 9.00 | planning | 0307980326002 | Cabinet For Hose Reel - Wall Mounted, Red Colour RAL3000 3 Layer Marine Paint, Empty Complete, Non-Weatherproof, Non-Lockable with Thumb Latch Knob, Viewing Glass, Back of Cabinet Not Fully Covered Up, 800mm(H) x 800mm(L) x 361mm(D) x 1.2mm, Material: EG | 9.0000 | 1533050 | 1533050 | SO965363 | 57022 | SWO26-01-0036 | 162490
162490 | PWO26-01-00139 | 2026-01-30 00:00:00.000 | 2026-02-28 00:00:00.000 | 7080050126001 | 9.00 | planning | 0304970000000 | Plain Glass - 3mm x 455mm x 140mm for HR & 9kg CAB (View Glass) | 9.0000 | 1533050 | 1533050 | SO965363 | 57022 | SWO26-01-0036 | 162490
162490 | PWO26-01-00139 | 2026-01-30 00:00:00.000 | 2026-02-28 00:00:00.000 | 7080050126001 | 9.00 | planning | 0303300000000 | Lock - Cam Lock (Short) For Cabinet, Material: Plastic | 9.0000 | 1533050 | 1533050 | SO965363 | 57022 | SWO26-01-0036 | 162490
162491 | PWO26-01-00140 | 2026-01-30 00:00:00.000 | 2026-02-20 00:00:00.000 | 8080009918001 | 400.00 | in_progress | 0301340000000 | Aluminium Blind Rivet - dia 4.8 x 8.0 mm | 4000.0000 | 0 | 0 |  | 0 |  | 162491
162491 | PWO26-01-00140 | 2026-01-30 00:00:00.000 | 2026-02-20 00:00:00.000 | 8080009918001 | 400.00 | in_progress | 0304750000000 | Label* - 1" Manual Hose Reel c/w COMBAT c/w LPCB, Model HR-1SW, Ø148mm, Working Pressure: 12Bar, To EN671-1:2012, Material: White Vinyl c/w 1 Color Reverse Print - Black Base c/w White Silkscreen | 400.0000 | 0 | 0 |  | 0 |  | 162491
162491 | PWO26-01-00140 | 2026-01-30 00:00:00.000 | 2026-02-20 00:00:00.000 | 8080009918001 | 400.00 | in_progress | 0301300000000 | Bracket - Nozzle Bracket For 3/4" & 1" HR, Material: 1.5mm EG | 400.0000 | 0 | 0 |  | 0 |  | 162491
162491 | PWO26-01-00140 | 2026-01-30 00:00:00.000 | 2026-02-20 00:00:00.000 | 8080009918001 | 400.00 | in_progress | 0300710000000 | 1" Outlet S-Bend Assembly - Fully Assembled & Tested, Material: Aluminium Alloy | 400.0000 | 0 | 0 |  | 0 |  | 162491
162491 | PWO26-01-00140 | 2026-01-30 00:00:00.000 | 2026-02-20 00:00:00.000 | 8080009918001 | 400.00 | in_progress | 0300800000000 | 1" Hose Reel Armset Assembly without Holes, Red Color, Material: Aluminium Alloy | 400.0000 | 0 | 0 |  | 0 |  | 162491
162491 | PWO26-01-00140 | 2026-01-30 00:00:00.000 | 2026-02-20 00:00:00.000 | 8080009918001 | 400.00 | in_progress | 0315390000000 | 1" Gate Valve, O/C, 1" BSPT Female/ Female, WP: 16Bar, BP:27.5Bar,Material: Brass c/w "COMBAT" Casted On Valve Body | 400.0000 | 0 | 0 |  | 0 |  | 162491
162491 | PWO26-01-00140 | 2026-01-30 00:00:00.000 | 2026-02-20 00:00:00.000 | 8080009918001 | 400.00 | in_progress | 0300700000000 | Drum Holder Disc & Bar Assembly - For Manual HR c/w Colour (Mixed Colour), 1.2mm X L 210mm, Material: 1.2mm EG Plate | 400.0000 | 0 | 0 |  | 0 |  | 162491
162491 | PWO26-01-00140 | 2026-01-30 00:00:00.000 | 2026-02-20 00:00:00.000 | 8080009918001 | 400.00 | in_progress | 0301270000000 | Drum Plate - Rear, Red Colour, Dia. 525mm, Material: 0.8mm EG | 800.0000 | 0 | 0 |  | 0 |  | 162491
162491 | PWO26-01-00140 | 2026-01-30 00:00:00.000 | 2026-02-20 00:00:00.000 | 8080009918001 | 400.00 | in_progress | 0307170000000 | Setsco Label - Hose Reel | 400.0000 | 0 | 0 |  | 0 |  | 162491
162491 | PWO26-01-00140 | 2026-01-30 00:00:00.000 | 2026-02-20 00:00:00.000 | 8080009918001 | 400.00 | in_progress | 0300540000000 | Drum Washer, Black Color,Material: Plastic | 800.0000 | 0 | 0 |  | 0 |  | 162491
162491 | PWO26-01-00140 | 2026-01-30 00:00:00.000 | 2026-02-20 00:00:00.000 | 8080009918001 | 400.00 | in_progress | 0303880300000 | Ferrule - Aluminium Ferrule For 1" EN694 Hose, Length=34mm, O/D Dia. 34.4mm x Thk 1.2mm, Chamfer Edge, Material: Aluminium | 400.0000 | 0 | 0 |  | 0 |  | 162491
162491 | PWO26-01-00140 | 2026-01-30 00:00:00.000 | 2026-02-20 00:00:00.000 | 8080009918001 | 400.00 | in_progress | 0300840000000 | 1" Jet Nozzle, Body Chrome, Orifice Diameter 6mm +0.2/-0, Material: Brass | 400.0000 | 0 | 0 |  | 0 |  | 162491
162491 | PWO26-01-00140 | 2026-01-30 00:00:00.000 | 2026-02-20 00:00:00.000 | 8080009918001 | 400.00 | in_progress | 0300330000000 | 1" x 29.7m (+0.3/ -0 ) Semi Rigid Reel Hose, Red Color, Smooth Finish, Make To EN694-2014 Standard, WP 12Bar, I/D = 25mm +0/-0.5mm, O/D 32mm (min), Markings on Hose: "COMBAT Fire Hose EN694-2014 A2 25mm 1.2MPa W.P. Mth/Year-Batch Number" (Dwg. No. 03003300) | 400.0000 | 0 | 0 |  | 0 |  | 162491
162491 | PWO26-01-00140 | 2026-01-30 00:00:00.000 | 2026-02-20 00:00:00.000 | 8080009918001 | 400.00 | in_progress | 0301320000000 | Hose Clip - Band Width 12mm, Clamping Range 20mm - 32mm, For 1" EN694 Hose, Material: Alu-Zinc/SS | 800.0000 | 0 | 0 |  | 0 |  | 162491
162492 | PWO26-01-00141 | 2026-01-30 00:00:00.000 | 2026-02-10 00:00:00.000 | 0307980326002 | 9.00 | in_progress | 0311660900000 | Primer for Jotun Marine Paint (5liters/set) - Red Primer Part A (4L) + Hardener Part B (1L) | 4.5000 | 1533050 | 1533050 | SO965363 | 57022 | SWO26-01-0036 | 162492
162492 | PWO26-01-00141 | 2026-01-30 00:00:00.000 | 2026-02-10 00:00:00.000 | 0307980326002 | 9.00 | in_progress | 0305560000000 | CD Stud - M5 X 12mm, Copper Plated Mild Steel, Material: Steel 4.8 | 18.0000 | 1533050 | 1533050 | SO965363 | 57022 | SWO26-01-0036 | 162492
162492 | PWO26-01-00141 | 2026-01-30 00:00:00.000 | 2026-02-10 00:00:00.000 | 0307980326002 | 9.00 | in_progress | 0311660800000 | Marine Paint - Jotun Penguard Top Coat (A) + Hardener (B) (Ref To RAL 3001 - Signal Red), 5Liters/Can | 13.5000 | 1533050 | 1533050 | SO965363 | 57022 | SWO26-01-0036 | 162492
162492 | PWO26-01-00141 | 2026-01-30 00:00:00.000 | 2026-02-10 00:00:00.000 | 0307980326002 | 9.00 | in_progress | 0305420100000 | Electro Galvanised Steel Sheet - 1.2mm X 1219mm X 1615mm, HR Cab (1xCab/pcs) Material: JIS G3313 SECC Anti-Fingerprint, 18.6238kg/pcs | 9.0000 | 1533050 | 1533050 | SO965363 | 57022 | SWO26-01-0036 | 162492
162492 | PWO26-01-00141 | 2026-01-30 00:00:00.000 | 2026-02-10 00:00:00.000 | 0307980326002 | 9.00 | in_progress | 0304890000000 | Hinge - Detachable Hinge M.S. Without Bending Line (For All Door Outside Cabinets), Material: Mild Steel | 18.0000 | 1533050 | 1533050 | SO965363 | 57022 | SWO26-01-0036 | 162492
162493 | PWO26-01-00142 | 2026-01-30 00:00:00.000 | 2026-02-28 00:00:00.000 | 7080053926001 | 6.00 | planning | 0323772000000 | Nut - M10 G.I. Hex Nut | 24.0000 | 1533050 | 1533050 | SO965363 | 57022 | SWO26-01-0036 | 162493
162493 | PWO26-01-00142 | 2026-01-30 00:00:00.000 | 2026-02-28 00:00:00.000 | 7080053926001 | 6.00 | planning | 0312350000000 | Flat Washer M10, Material: GI | 24.0000 | 1533050 | 1533050 | SO965363 | 57022 | SWO26-01-0036 | 162493
162493 | PWO26-01-00142 | 2026-01-30 00:00:00.000 | 2026-02-28 00:00:00.000 | 7080053926001 | 6.00 | planning | 0303090000000 | Nut - M5 G.I. Hex Nut For Cabinets | 24.0000 | 1533050 | 1533050 | SO965363 | 57022 | SWO26-01-0036 | 162493
162493 | PWO26-01-00142 | 2026-01-30 00:00:00.000 | 2026-02-28 00:00:00.000 | 7080053926001 | 6.00 | planning | 0304820000000 | Bracket - Glass Bracket Holder For Cabinet, Material: 1.2mm EG | 24.0000 | 1533050 | 1533050 | SO965363 | 57022 | SWO26-01-0036 | 162493
162493 | PWO26-01-00142 | 2026-01-30 00:00:00.000 | 2026-02-28 00:00:00.000 | 7080053926001 | 6.00 | planning | 0307980326001 | Self-Standing Cabinet for Hose Reel - Wall Mounted, Empty Complete, Red Colour RAL3000 3 Layer Marine Paint, Non-Weatherproof, Non-Lockable with Thumb Latch Knob, Viewing Glass, Back of Cabinet Fully Covered Up, Special Mounting Bracket and Water Inlet Position, 800mm(H) x 800mm(L) x 361mm(D) x 350mm (Leg) x 1.2mm, Material: EG | 6.0000 | 1533050 | 1533050 | SO965363 | 57022 | SWO26-01-0036 | 162493
162493 | PWO26-01-00142 | 2026-01-30 00:00:00.000 | 2026-02-28 00:00:00.000 | 7080053926001 | 6.00 | planning | 0303300000000 | Lock - Cam Lock (Short) For Cabinet, Material: Plastic | 6.0000 | 1533050 | 1533050 | SO965363 | 57022 | SWO26-01-0036 | 162493
162494 | PWO26-01-00143 | 2026-01-30 00:00:00.000 | 2026-02-10 00:00:00.000 | 0307980326001 | 6.00 | in_progress | 0323771900000 | Hex Bolt - M10 X 30mm, Full Thread, Material: GI | 24.0000 | 1533050 | 1533050 | SO965363 | 57022 | SWO26-01-0036 | 162494
162494 | PWO26-01-00143 | 2026-01-30 00:00:00.000 | 2026-02-10 00:00:00.000 | 0307980326001 | 6.00 | in_progress | 0311660900000 | Primer for Jotun Marine Paint (5liters/set) - Red Primer Part A (4L) + Hardener Part B (1L) | 3.0000 | 1533050 | 1533050 | SO965363 | 57022 | SWO26-01-0036 | 162494
162494 | PWO26-01-00143 | 2026-01-30 00:00:00.000 | 2026-02-10 00:00:00.000 | 0307980326001 | 6.00 | in_progress | 0305420000000 | Electro Galvanised Steel Sheet - 1.2mm x 1219mm x 2438mm, JIS G3313 SECC Anti-Fingerprint, 28.1144kg/pcs | 4.9200 | 1533050 | 1533050 | SO965363 | 57022 | SWO26-01-0036 | 162494
162494 | PWO26-01-00143 | 2026-01-30 00:00:00.000 | 2026-02-10 00:00:00.000 | 0307980326001 | 6.00 | in_progress | 0303570100000 | Hot Rolled Sheet - 3.6mm +/-0.1mm x 1219mm x 2650mm, 50kg Cyl Body(x2) or 75/100/150kg Cap (x8), 91.2897kg/pcs, Material: JIS3131 SPHD/SPHE | 1.2000 | 1533050 | 1533050 | SO965363 | 57022 | SWO26-01-0036 | 162494
162494 | PWO26-01-00143 | 2026-01-30 00:00:00.000 | 2026-02-10 00:00:00.000 | 0307980326001 | 6.00 | in_progress | 0305560000000 | CD Stud - M5 X 12mm, Copper Plated Mild Steel, Material: Steel 4.8 | 24.0000 | 1533050 | 1533050 | SO965363 | 57022 | SWO26-01-0036 | 162494
162494 | PWO26-01-00143 | 2026-01-30 00:00:00.000 | 2026-02-10 00:00:00.000 | 0307980326001 | 6.00 | in_progress | 0311660800000 | Marine Paint - Jotun Penguard Top Coat (A) + Hardener (B) (Ref To RAL 3001 - Signal Red), 5Liters/Can | 12.0000 | 1533050 | 1533050 | SO965363 | 57022 | SWO26-01-0036 | 162494
162494 | PWO26-01-00143 | 2026-01-30 00:00:00.000 | 2026-02-10 00:00:00.000 | 0307980326001 | 6.00 | in_progress | 0304890000000 | Hinge - Detachable Hinge M.S. Without Bending Line (For All Door Outside Cabinets), Material: Mild Steel | 12.0000 | 1533050 | 1533050 | SO965363 | 57022 | SWO26-01-0036 | 162494
162495 | PWO26-01-00144 | 2026-01-30 00:00:00.000 | 2026-02-28 00:00:00.000 | 7080170326002 | 3.00 | planning | 0308991126001 | 595mm(L)X395mm(H)X295mm(D)X1.2mm, Cabinet for Breeching Inlet 2 Way Wall Mount, Empty Complete, Red Colour RAL3000 3 Layer Marine Paint, Spring Lock, 6mm Wire Glass, BS5041-5, Material: EG | 3.0000 | 1533050 | 1533050 | SO965363 | 57022 | SWO26-01-0036 | 162495
162495 | PWO26-01-00144 | 2026-01-30 00:00:00.000 | 2026-02-28 00:00:00.000 | 7080170326002 | 3.00 | planning | 0304820000000 | Bracket - Glass Bracket Holder For Cabinet, Material: 1.2mm EG | 18.0000 | 1533050 | 1533050 | SO965363 | 57022 | SWO26-01-0036 | 162495
162495 | PWO26-01-00144 | 2026-01-30 00:00:00.000 | 2026-02-28 00:00:00.000 | 7080170326002 | 3.00 | planning | 0305000300000 | Wire Glass - 6mm x 435mm x 300mm For 2Way Wall Mount BI To BS5041 | 3.0000 | 1533050 | 1533050 | SO965363 | 57022 | SWO26-01-0036 | 162495
162495 | PWO26-01-00144 | 2026-01-30 00:00:00.000 | 2026-02-28 00:00:00.000 | 7080170326002 | 3.00 | planning | 0307390000000 | Lock - Spring Lock (Brand:Q),Lock Body: Steel c/w Gold Finishing, Lockset & Keys: Stainless Steel Finish | 3.0000 | 1533050 | 1533050 | SO965363 | 57022 | SWO26-01-0036 | 162495
162495 | PWO26-01-00144 | 2026-01-30 00:00:00.000 | 2026-02-28 00:00:00.000 | 7080170326002 | 3.00 | planning | 0303090000000 | Nut - M5 G.I. Hex Nut For Cabinets | 18.0000 | 1533050 | 1533050 | SO965363 | 57022 | SWO26-01-0036 | 162495
162496 | PWO26-01-00145 | 2026-01-30 00:00:00.000 | 2026-05-15 00:00:00.000 | 0306730200000 | 64.00 | planning | 0312430000000 | 16" Solid Rubber Wheel For Trolley Fire Ext. Complete Assembly | 128.0000 | 1531315 | 1531315 | SO964947 | 56998 | SWO26-01-0019 | 162496
162496 | PWO26-01-00145 | 2026-01-30 00:00:00.000 | 2026-05-15 00:00:00.000 | 0306730200000 | 64.00 | planning | 0302360000000 | Gas - Welding Gas (Mixed Gas), Ar/Mix | 32.0000 | 1531315 | 1531315 | SO964947 | 56998 | SWO26-01-0019 | 162496
162496 | PWO26-01-00145 | 2026-01-30 00:00:00.000 | 2026-05-15 00:00:00.000 | 0306730200000 | 64.00 | planning | 0303010000000 | Powder Coat - Red Powder, 20kg/Carton, To RAL3000, Outdoor Color, Normal Gloss | 57.6000 | 1531315 | 1531315 | SO964947 | 56998 | SWO26-01-0019 | 162496
162496 | PWO26-01-00145 | 2026-01-30 00:00:00.000 | 2026-05-15 00:00:00.000 | 0306730200000 | 64.00 | planning | 0304210000000 | Cylinder Body - 75kg Upper Cap (SP & Cart Type), Material: 3.6mm Hot Rolled Sheet | 64.0000 | 1531315 | 1531315 | SO964947 | 56998 | SWO26-01-0019 | 162496
162496 | PWO26-01-00145 | 2026-01-30 00:00:00.000 | 2026-05-15 00:00:00.000 | 0306730200000 | 64.00 | planning | 0304230000000 | Cylinder Body (Rolled) - 75kg Cartridge, Material: Hot Rolled Sheet, 3.6mm Thk x 373mm I/D x 380mm O/D x 700mm HT | 64.0000 | 1531315 | 1531315 | SO964947 | 56998 | SWO26-01-0019 | 162496
162496 | PWO26-01-00145 | 2026-01-30 00:00:00.000 | 2026-05-15 00:00:00.000 | 0306730200000 | 64.00 | planning | 0300730100000 | Neck Ring - For SP/Cart Trolley FX, Threading = G59.2 x 11 Threading, Material: Steel GB8162-99/ GB/T3639-2008 Mild Steel Grade 20 | 64.0000 | 1531315 | 1531315 | SO964947 | 56998 | SWO26-01-0019 | 162496
162496 | PWO26-01-00145 | 2026-01-30 00:00:00.000 | 2026-05-15 00:00:00.000 | 0306730200000 | 64.00 | planning | 0304830000000 | Metal Plate: 75Kg Cart ( 2009 ),E.W: 52Kg | 64.0000 | 1531315 | 1531315 | SO964947 | 56998 | SWO26-01-0019 | 162496
162496 | PWO26-01-00145 | 2026-01-30 00:00:00.000 | 2026-05-15 00:00:00.000 | 0306730200000 | 64.00 | planning | 0311230000000 | Flat Washer 7/8", OD: 50mm, ID: 26mm, Thk: 3mm, Material: GI, For Trolley | 128.0000 | 1531315 | 1531315 | SO964947 | 56998 | SWO26-01-0019 | 162496
162496 | PWO26-01-00145 | 2026-01-30 00:00:00.000 | 2026-05-15 00:00:00.000 | 0306730200000 | 64.00 | planning | 0304220000000 | Cylinder Body - 75kg Lower Cap (SP/Cart), Material: 3.6mm Hot Rolled Sheet | 64.0000 | 1531315 | 1531315 | SO964947 | 56998 | SWO26-01-0019 | 162496
162496 | PWO26-01-00145 | 2026-01-30 00:00:00.000 | 2026-05-15 00:00:00.000 | 0306730200000 | 64.00 | planning | 0301070200000 | Welding Wire - 1.2mm, Mig Wire, (15kg/Coil) | 32.0000 | 1531315 | 1531315 | SO964947 | 56998 | SWO26-01-0019 | 162496
162496 | PWO26-01-00145 | 2026-01-30 00:00:00.000 | 2026-05-15 00:00:00.000 | 0306730200000 | 64.00 | planning | 0303810000000 | Pipe - Black A - 20mm (3/4") Dia x 6m, O/D26.90mm x Thk 2.3mm, For Making Trolley Handle | 10.8800 | 1531315 | 1531315 | SO964947 | 56998 | SWO26-01-0019 | 162496
162496 | PWO26-01-00145 | 2026-01-30 00:00:00.000 | 2026-05-15 00:00:00.000 | 0306730200000 | 64.00 | planning | 0323210000000 | Cottor Pin - 3/16" X 1 1/4", Clip For Trolley Fire Extinguisher, Material : Galvanized Steel | 128.0000 | 1531315 | 1531315 | SO964947 | 56998 | SWO26-01-0019 | 162496
162496 | PWO26-01-00145 | 2026-01-30 00:00:00.000 | 2026-05-15 00:00:00.000 | 0306730200000 | 64.00 | planning | 0303820000000 | Solid Rod/ Round Bar - Dia. 25mm X L6m, Mild Steel (For 25kg Trolley) | 3.2000 | 1531315 | 1531315 | SO964947 | 56998 | SWO26-01-0019 | 162496
162497 | PWO26-01-00146 | 2026-01-30 00:00:00.000 | 2026-02-10 00:00:00.000 | 0308991126001 | 3.00 | in_progress | 0304900000000 | Hinge - Detachable Hinge With Bending Line, Non-Weatherproof (For All Door Inside SS Cabinets), Stainless Steel SS304 | 6.0000 | 1533050 | 1533050 | SO965363 | 57022 | SWO26-01-0036 | 162497
162497 | PWO26-01-00146 | 2026-01-30 00:00:00.000 | 2026-02-10 00:00:00.000 | 0308991126001 | 3.00 | in_progress | 0311660800000 | Marine Paint - Jotun Penguard Top Coat (A) + Hardener (B) (Ref To RAL 3001 - Signal Red), 5Liters/Can | 3.0000 | 1533050 | 1533050 | SO965363 | 57022 | SWO26-01-0036 | 162497
162497 | PWO26-01-00146 | 2026-01-30 00:00:00.000 | 2026-02-10 00:00:00.000 | 0308991126001 | 3.00 | in_progress | 0304800000000 | EG Bracket - Spring Lock Bracket (MS Cabinet), | 3.0000 | 1533050 | 1533050 | SO965363 | 57022 | SWO26-01-0036 | 162497
162497 | PWO26-01-00146 | 2026-01-30 00:00:00.000 | 2026-02-10 00:00:00.000 | 0308991126001 | 3.00 | in_progress | 0311660900000 | Primer for Jotun Marine Paint (5liters/set) - Red Primer Part A (4L) + Hardener Part B (1L) | 1.5000 | 1533050 | 1533050 | SO965363 | 57022 | SWO26-01-0036 | 162497
162497 | PWO26-01-00146 | 2026-01-30 00:00:00.000 | 2026-02-10 00:00:00.000 | 0308991126001 | 3.00 | in_progress | 0305420400000 | Electro Galvanised Steel Sheet - 1.2mm x 1500mm x 2500mm, Single Fire Hose and Double Fire Hose Cabinet, Material: JIS G3313 SECC 35.475 kg/pcs | 1.5000 | 1533050 | 1533050 | SO965363 | 57022 | SWO26-01-0036 | 162497
162497 | PWO26-01-00146 | 2026-01-30 00:00:00.000 | 2026-02-10 00:00:00.000 | 0308991126001 | 3.00 | in_progress | 0305560000000 | CD Stud - M5 X 12mm, Copper Plated Mild Steel, Material: Steel 4.8 | 18.0000 | 1533050 | 1533050 | SO965363 | 57022 | SWO26-01-0036 | 162497
162498 | PWO26-01-00147 | 2026-01-30 00:00:00.000 | 2026-02-28 00:00:00.000 | 7080180426001 | 3.00 | planning | 0305000400000 | Wire Glass - 6mm x 435mm x 500mm For 4Way Wall Mount BI To BS5041 | 3.0000 | 1533050 | 1533050 | SO965363 | 57022 | SWO26-01-0036 | 162498
162498 | PWO26-01-00147 | 2026-01-30 00:00:00.000 | 2026-02-28 00:00:00.000 | 7080180426001 | 3.00 | planning | 0304820000000 | Bracket - Glass Bracket Holder For Cabinet, Material: 1.2mm EG | 18.0000 | 1533050 | 1533050 | SO965363 | 57022 | SWO26-01-0036 | 162498
162498 | PWO26-01-00147 | 2026-01-30 00:00:00.000 | 2026-02-28 00:00:00.000 | 7080180426001 | 3.00 | planning | 0308991226001 | 595mm(L)X595mm(H)X295mm(D)X1.2mm, Cabinet for Breeching Inlet 4 Way Wall Mount, Red Colour, Spring Lock, 6mm Wire Glass, BS5041-5, Material: EG RAL3000 3-layer marine paint | 3.0000 | 1533050 | 1533050 | SO965363 | 57022 | SWO26-01-0036 | 162498
162498 | PWO26-01-00147 | 2026-01-30 00:00:00.000 | 2026-02-28 00:00:00.000 | 7080180426001 | 3.00 | planning | 0303090000000 | Nut - M5 G.I. Hex Nut For Cabinets | 18.0000 | 1533050 | 1533050 | SO965363 | 57022 | SWO26-01-0036 | 162498
162498 | PWO26-01-00147 | 2026-01-30 00:00:00.000 | 2026-02-28 00:00:00.000 | 7080180426001 | 3.00 | planning | 0307390000000 | Lock - Spring Lock (Brand:Q),Lock Body: Steel c/w Gold Finishing, Lockset & Keys: Stainless Steel Finish | 3.0000 | 1533050 | 1533050 | SO965363 | 57022 | SWO26-01-0036 | 162498
162499 | PWO26-01-00148 | 2026-01-30 00:00:00.000 | 2026-02-10 00:00:00.000 | 0308991226001 | 3.00 | in_progress | 0305420400000 | Electro Galvanised Steel Sheet - 1.2mm x 1500mm x 2500mm, Single Fire Hose and Double Fire Hose Cabinet, Material: JIS G3313 SECC 35.475 kg/pcs | 2.2500 | 1533050 | 1533050 | SO965363 | 57022 | SWO26-01-0036 | 162499
162499 | PWO26-01-00148 | 2026-01-30 00:00:00.000 | 2026-02-10 00:00:00.000 | 0308991226001 | 3.00 | in_progress | 0311660800000 | Marine Paint - Jotun Penguard Top Coat (A) + Hardener (B) (Ref To RAL 3001 - Signal Red), 5Liters/Can | 4.5000 | 1533050 | 1533050 | SO965363 | 57022 | SWO26-01-0036 | 162499
162499 | PWO26-01-00148 | 2026-01-30 00:00:00.000 | 2026-02-10 00:00:00.000 | 0308991226001 | 3.00 | in_progress | 0311660900000 | Primer for Jotun Marine Paint (5liters/set) - Red Primer Part A (4L) + Hardener Part B (1L) | 1.5000 | 1533050 | 1533050 | SO965363 | 57022 | SWO26-01-0036 | 162499
162499 | PWO26-01-00148 | 2026-01-30 00:00:00.000 | 2026-02-10 00:00:00.000 | 0308991226001 | 3.00 | in_progress | 0304900000000 | Hinge - Detachable Hinge With Bending Line, Non-Weatherproof (For All Door Inside SS Cabinets), Stainless Steel SS304 | 6.0000 | 1533050 | 1533050 | SO965363 | 57022 | SWO26-01-0036 | 162499
162499 | PWO26-01-00148 | 2026-01-30 00:00:00.000 | 2026-02-10 00:00:00.000 | 0308991226001 | 3.00 | in_progress | 0304800000000 | EG Bracket - Spring Lock Bracket (MS Cabinet), | 3.0000 | 1533050 | 1533050 | SO965363 | 57022 | SWO26-01-0036 | 162499
162499 | PWO26-01-00148 | 2026-01-30 00:00:00.000 | 2026-02-10 00:00:00.000 | 0308991226001 | 3.00 | in_progress | 0305560000000 | CD Stud - M5 X 12mm, Copper Plated Mild Steel, Material: Steel 4.8 | 18.0000 | 1533050 | 1533050 | SO965363 | 57022 | SWO26-01-0036 | 162499
162500 | PWO26-01-00149 | 2026-01-30 00:00:00.000 | 2026-02-13 00:00:00.000 | 0302390900000 | 56.00 | in_progress | 0323210000000 | Cottor Pin - 3/16" X 1 1/4", Clip For Trolley Fire Extinguisher, Material : Galvanized Steel | 112.0000 | 0 | 0 |  | 0 |  | 162500
162500 | PWO26-01-00149 | 2026-01-30 00:00:00.000 | 2026-02-13 00:00:00.000 | 0302390900000 | 56.00 | in_progress | 0303810000000 | Pipe - Black A - 20mm (3/4") Dia x 6m, O/D26.90mm x Thk 2.3mm, For Making Trolley Handle | 56.0000 | 0 | 0 |  | 0 |  | 162500
162500 | PWO26-01-00149 | 2026-01-30 00:00:00.000 | 2026-02-13 00:00:00.000 | 0302390900000 | 56.00 | in_progress | 0311230000000 | Flat Washer 7/8", OD: 50mm, ID: 26mm, Thk: 3mm, Material: GI, For Trolley | 112.0000 | 0 | 0 |  | 0 |  | 162500
162500 | PWO26-01-00149 | 2026-01-30 00:00:00.000 | 2026-02-13 00:00:00.000 | 0302390900000 | 56.00 | in_progress | 0303570100000 | Hot Rolled Sheet - 3.6mm +/-0.1mm x 1219mm x 2650mm, 50kg Cyl Body(x2) or 75/100/150kg Cap (x8), 91.2897kg/pcs, Material: JIS3131 SPHD/SPHE | 11.2000 | 0 | 0 |  | 0 |  | 162500
162500 | PWO26-01-00149 | 2026-01-30 00:00:00.000 | 2026-02-13 00:00:00.000 | 0302390900000 | 56.00 | in_progress | 0303820000000 | Solid Rod/ Round Bar - Dia. 25mm X L6m, Mild Steel (For 25kg Trolley) | 5.6000 | 0 | 0 |  | 0 |  | 162500
162500 | PWO26-01-00149 | 2026-01-30 00:00:00.000 | 2026-02-13 00:00:00.000 | 0302390900000 | 56.00 | in_progress | 0303010000000 | Powder Coat - Red Powder, 20kg/Carton, To RAL3000, Outdoor Color, Normal Gloss | 5.6000 | 0 | 0 |  | 0 |  | 162500
162500 | PWO26-01-00149 | 2026-01-30 00:00:00.000 | 2026-02-13 00:00:00.000 | 0302390900000 | 56.00 | in_progress | 0312430000000 | 16" Solid Rubber Wheel For Trolley Fire Ext. Complete Assembly | 112.0000 | 0 | 0 |  | 0 |  | 162500
162502 | PWO26-02-00002 | 2026-02-02 00:00:00.000 | 2026-02-16 00:00:00.000 | 2080150200000 | 120.00 | in_progress | 0315160000000 | Label - COMBAT Logo Only (Blue) For 6/9 kg ABC FX, 225mm x 48mm, Blue (RAL 5002) Base c/w White Silkscreen (Reverse Print) - 1 Color, Material: White Vinyl | 120.0000 | 0 | 0 |  | 0 |  | 162502
162502 | PWO26-02-00002 | 2026-02-02 00:00:00.000 | 2026-02-16 00:00:00.000 | 2080150200000 | 120.00 | in_progress | 0300250300000 | Hose & Nozzle (New) Assembly - For 6kg FX, L440mm (+3/-0mm) x I/D 12.5mm x Thk 3.25mm, Inlet: 1/4" X 19BSPF Male Thread (Chrome Plated), Outlet: Nozzle Orifice = 7mm (+/- 0.5mm), Hose Specs: Black Braided PVC with Min Burst 750PSI, Material Of Nozzle: Black PP Plastic, Printing On Hose: "Max Working Pressure 15.5Bar, Test Pressure 23Bar" | 120.0000 | 0 | 0 |  | 0 |  | 162502
162502 | PWO26-02-00002 | 2026-02-02 00:00:00.000 | 2026-02-16 00:00:00.000 | 2080150200000 | 120.00 | in_progress | 0303240000000 | Syphon Tube - For 6.0kg ABC FX, O/D 16mm (0/-0.15) x Thk 2.4mm x Length 385mm +/-3mm c/w Thread 5/8"-18UNF on one side, 45deg Cut on other side, Material: HDPE | 120.0000 | 0 | 0 |  | 0 |  | 162502
162502 | PWO26-02-00002 | 2026-02-02 00:00:00.000 | 2026-02-16 00:00:00.000 | 2080150200000 | 120.00 | in_progress | 0302170000000 | Hook Bracket HB-74 - (For 6/9 kg ABC, 6/9Ltr Water/Foam, 6kg Halotron), 74mm x 3.0mm, Chrome Plated, Mild Steel | 120.0000 | 0 | 0 |  | 0 |  | 162502
162502 | PWO26-02-00002 | 2026-02-02 00:00:00.000 | 2026-02-16 00:00:00.000 | 2080150200000 | 120.00 | in_progress | 0300690000000 | Gas- Compressed Nitrogen 99.99% | 13.2000 | 0 | 0 |  | 0 |  | 162502
162502 | PWO26-02-00002 | 2026-02-02 00:00:00.000 | 2026-02-16 00:00:00.000 | 2080150200000 | 120.00 | in_progress | 0307160000000 | Setsco Label - Fire Extinguisher (ABC Powder) | 120.0000 | 0 | 0 |  | 0 |  | 162502
162502 | PWO26-02-00002 | 2026-02-02 00:00:00.000 | 2026-02-16 00:00:00.000 | 2080150200000 | 120.00 | in_progress | 0306580000000 | Plastic Skirting - Dia 181mm, Big (For 6/9kg FX ) | 120.0000 | 0 | 0 |  | 0 |  | 162502
162502 | PWO26-02-00002 | 2026-02-02 00:00:00.000 | 2026-02-16 00:00:00.000 | 2080150200000 | 120.00 | in_progress | 0301310300000 | Stored Pressure Valve Complete For Powder FX - M30 x 1.5 c/w 23mm Pressure Gauge (03000200) & SS Safety Pin, Handle Black Colour, Material: EN12165 CuZn40Pb2 Brass | 120.0000 | 0 | 0 |  | 0 |  | 162502
162502 | PWO26-02-00002 | 2026-02-02 00:00:00.000 | 2026-02-16 00:00:00.000 | 2080150200000 | 120.00 | in_progress | 0302470000000 | Fire Extinguishing Powder - ABC40 (1000kg/ Sack) | 720.0000 | 0 | 0 |  | 0 |  | 162502
162502 | PWO26-02-00002 | 2026-02-02 00:00:00.000 | 2026-02-16 00:00:00.000 | 2080150200000 | 120.00 | in_progress | 0309790000000 | Empty Cylinder - Size 6kg (Vol. 8.7L) For ABC/Halotron SP, Red Colour | 120.0000 | 0 | 0 |  | 0 |  | 162502
162506 | PWO26-02-00005 | 2026-02-02 00:00:00.000 | 2026-02-23 00:00:00.000 | 2080100000000 | 666.00 | in_progress | 0100070000000 | 2kg ABC Fire Ext Complete With Refill c/w Stored Pressure Valve, Pressure Gauge, Red Color w/o Nozzle w/o Hook Bracket | 666.0000 | 0 | 0 |  | 0 |  | 162506
162506 | PWO26-02-00005 | 2026-02-02 00:00:00.000 | 2026-02-23 00:00:00.000 | 2080100000000 | 666.00 | in_progress | 0300390000000 | Nozzle - Yellow Plastic Discharge Nozzle, Material: UPVC | 666.0000 | 0 | 0 |  | 0 |  | 162506
162506 | PWO26-02-00005 | 2026-02-02 00:00:00.000 | 2026-02-23 00:00:00.000 | 2080100000000 | 666.00 | in_progress | 0300690000000 | Gas- Compressed Nitrogen 99.99% | 26.6400 | 0 | 0 |  | 0 |  | 162506
162506 | PWO26-02-00005 | 2026-02-02 00:00:00.000 | 2026-02-23 00:00:00.000 | 2080100000000 | 666.00 | in_progress | 0302150000000 | Hook Bracket HB-28 (For 1/2kg ABC,2kg CO2, 2kg Halotron), 28mm x 1.5mm Thk, Chrome Plated, Material: Mild Steel | 666.0000 | 0 | 0 |  | 0 |  | 162506
162506 | PWO26-02-00005 | 2026-02-02 00:00:00.000 | 2026-02-23 00:00:00.000 | 2080100000000 | 666.00 | in_progress | 0307160000000 | Setsco Label - Fire Extinguisher (ABC Powder) | 666.0000 | 0 | 0 |  | 0 |  | 162506
162506 | PWO26-02-00005 | 2026-02-02 00:00:00.000 | 2026-02-23 00:00:00.000 | 2080100000000 | 666.00 | in_progress | 0315150000000 | Label - COMBAT Logo Only (Blue) For 2/3/4kg ABC FX, 180mm x 40mm, Blue (RAL 5002) Base c/w White Silkscreen (Reverse Print) - 1 Color, Material: White Vinyl | 666.0000 | 0 | 0 |  | 0 |  | 162506
162507 | PWO26-02-00006 | 2026-02-02 00:00:00.000 | 2026-02-23 00:00:00.000 | 9070010000000 | 200.00 | in_progress | 0307200000000 | Setsco Label - Fire Hose | 200.0000 | 0 | 0 |  | 0 |  | 162507
162507 | PWO26-02-00006 | 2026-02-02 00:00:00.000 | 2026-02-23 00:00:00.000 | 9070010000000 | 200.00 | in_progress | 0302920000000 | Hose Guard - Canvas ( 50M/coil ) w/o Center Strip, 2 1/2" Width | 2.0000 | 0 | 0 |  | 0 |  | 162507
162507 | PWO26-02-00006 | 2026-02-02 00:00:00.000 | 2026-02-23 00:00:00.000 | 9070010000000 | 200.00 | in_progress | 0302940000000 | 2 1/2" Delivery Hose Coupling - Complete Assembly (Male/Female) To BS 336,Materials: Aluminium Alloy | 200.0000 | 0 | 0 |  | 0 |  | 162507
162507 | PWO26-02-00006 | 2026-02-02 00:00:00.000 | 2026-02-23 00:00:00.000 | 9070010000000 | 200.00 | in_progress | 0302910000000 | Galvanized Mild Steel Wire - 1.6mm (+/- 0.05) | 32.0000 | 0 | 0 |  | 0 |  | 162507
162507 | PWO26-02-00006 | 2026-02-02 00:00:00.000 | 2026-02-23 00:00:00.000 | 9070010000000 | 200.00 | in_progress | 0304400000000 | Velcro Strap Set (Male/Female) | 400.0000 | 0 | 0 |  | 0 |  | 162507
162507 | PWO26-02-00006 | 2026-02-02 00:00:00.000 | 2026-02-23 00:00:00.000 | 9070010000000 | 200.00 | in_progress | 0302900000000 | 2½" x 30m Lay Flat Fire Hose Uncoupled, Dutch Rolled, c/w COMBAT, Red Color, Approved To BS6391:2009 Type 3, Markings On Hose : "COMBAT, T3, BS6391 Type 3, 64mm x 30m, Month/Year", Material: Synthetic Polydur, Inside And Outside Red Rubber lined | 200.0000 | 0 | 0 |  | 0 |  | 162507
162510 | PWO26-02-00009 | 2026-02-03 00:00:00.000 | 2026-02-18 00:00:00.000 | 7080150300000 | 2.00 | planning | 0303300000000 | Lock - Cam Lock (Short) For Cabinet, Material: Plastic | 2.0000 | 1533302 | 1533302 | SO965419 | 57026 | SWO26-01-0040 | 162510
162510 | PWO26-02-00009 | 2026-02-03 00:00:00.000 | 2026-02-18 00:00:00.000 | 7080150300000 | 2.00 | planning | 0304970000000 | Plain Glass - 3mm x 455mm x 140mm for HR & 9kg CAB (View Glass) | 2.0000 | 1533302 | 1533302 | SO965419 | 57026 | SWO26-01-0040 | 162510
162510 | PWO26-02-00009 | 2026-02-03 00:00:00.000 | 2026-02-18 00:00:00.000 | 7080150300000 | 2.00 | planning | 0307970900000 | 350mm(L) x 750mm(H) x 220mm(D) x 1.0mm - Wall Mounted Non Lockable Fire Ext Cabinet (5kg CO2), Empty Complete, Hairline Finish, Thumb Latch Knob, Viewing Glass, Material SS304 | 2.0000 | 1533302 | 1533302 | SO965419 | 57026 | SWO26-01-0040 | 162510
162510 | PWO26-02-00009 | 2026-02-03 00:00:00.000 | 2026-02-18 00:00:00.000 | 7080150300000 | 2.00 | planning | 0304810000000 | Bracket - Glass Bracket Holder (SS Cabinet), Material: Stainless Steel | 8.0000 | 1533302 | 1533302 | SO965419 | 57026 | SWO26-01-0040 | 162510
162511 | PWO26-02-00010 | 2026-02-03 00:00:00.000 | 2026-02-11 00:00:00.000 | 0307970900000 | 6.00 | in_progress | 0311150000000 | CD Stud - M5 X 12mm, Material: Stainless Steel | 12.0000 | 1533302 | 1533302 | SO965419 | 57026 | SWO26-01-0040 | 162511
162511 | PWO26-02-00010 | 2026-02-03 00:00:00.000 | 2026-02-11 00:00:00.000 | 0307970900000 | 6.00 | in_progress | 0310460000000 | Stainless Steel Sheet - 1.0mm x 4' x 8', SS304/2B | 3.0000 | 1533302 | 1533302 | SO965419 | 57026 | SWO26-01-0040 | 162511
162511 | PWO26-02-00010 | 2026-02-03 00:00:00.000 | 2026-02-11 00:00:00.000 | 0307970900000 | 6.00 | in_progress | 0304900000000 | Hinge - Detachable Hinge With Bending Line, Non-Weatherproof (For All Door Inside SS Cabinets), Stainless Steel SS304 | 12.0000 | 1533302 | 1533302 | SO965419 | 57026 | SWO26-01-0040 | 162511
162512 | PWO26-02-00011 | 2026-02-03 00:00:00.000 | 2026-02-24 00:00:00.000 | 7080230000000 | 200.00 | planning | 0308012200000 | 560mm(L) x 280mm(H) x 150mm(D) x 1.2mm, Single Fire Hose Fixed Cradle - Empty, Red Colour, Material : Electro Galvanised | 200.0000 | 0 | 0 |  | 0 |  | 162512
162513 | PWO26-02-00012 | 2026-02-03 00:00:00.000 | 2026-02-13 00:00:00.000 | 0308012200000 | 200.00 | in_progress | 0305420000000 | Electro Galvanised Steel Sheet - 1.2mm x 1219mm x 2438mm, JIS G3313 SECC Anti-Fingerprint, 28.1144kg/pcs | 30.0000 | 0 | 0 |  | 0 |  | 162513
162513 | PWO26-02-00012 | 2026-02-03 00:00:00.000 | 2026-02-13 00:00:00.000 | 0308012200000 | 200.00 | in_progress | 0303010000000 | Powder Coat - Red Powder, 20kg/Carton, To RAL3000, Outdoor Color, Normal Gloss | 4.0000 | 0 | 0 |  | 0 |  | 162513
162514 | PWO26-02-00013 | 2026-02-03 00:00:00.000 | 2026-02-25 00:00:00.000 | 7080240000000 | 100.00 | in_progress | 0308406300000 | 560mm(L) x 280mm(H) x 280mm(D) x 1.2mm - Fixed Cradle Double Hose, Non Weather Proof, Empty Complete, Red Colour, Material: EG | 100.0000 | 0 | 0 |  | 0 |  | 162514
162515 | PWO26-02-00014 | 2026-02-03 00:00:00.000 | 2026-02-13 00:00:00.000 | 0308406300000 | 100.00 | in_progress | 0303010000000 | Powder Coat - Red Powder, 20kg/Carton, To RAL3000, Outdoor Color, Normal Gloss | 1.0000 | 0 | 0 |  | 0 |  | 162515
162515 | PWO26-02-00014 | 2026-02-03 00:00:00.000 | 2026-02-13 00:00:00.000 | 0308406300000 | 100.00 | in_progress | 0305420000000 | Electro Galvanised Steel Sheet - 1.2mm x 1219mm x 2438mm, JIS G3313 SECC Anti-Fingerprint, 28.1144kg/pcs | 20.0000 | 0 | 0 |  | 0 |  | 162515
162516 | PWO26-02-00015 | 2026-02-03 00:00:00.000 | 2026-02-24 00:00:00.000 | 7080010000000 | 100.00 | planning | 0304820100000 | Bracket - Glass Bracket Holder For Cabinet c/w Hanger, Material: 1.2mm EG | 100.0000 | 0 | 0 |  | 0 |  | 162516
162516 | PWO26-02-00015 | 2026-02-03 00:00:00.000 | 2026-02-24 00:00:00.000 | 7080010000000 | 100.00 | planning | 0307940100000 | 220mm(W) x 175mm(D) x 510mm(H) x 1.2mm - Wall Mounted Lockable FX Cabinet ( For 1/2/3kg ABC, 2kg Halotron) Empty Complete, Red Colour, Lock & Key, Viewing Glass, Break Glass, Electro-Galvanised Steel | 100.0000 | 0 | 0 |  | 0 |  | 162516
162516 | PWO26-02-00015 | 2026-02-03 00:00:00.000 | 2026-02-24 00:00:00.000 | 7080010000000 | 100.00 | planning | 0303090000000 | Nut - M5 G.I. Hex Nut For Cabinets | 400.0000 | 0 | 0 |  | 0 |  | 162516
162516 | PWO26-02-00015 | 2026-02-03 00:00:00.000 | 2026-02-24 00:00:00.000 | 7080010000000 | 100.00 | planning | 0307400000000 | Lock And Key 20mm Cam Lock - Key Alike | 100.0000 | 0 | 0 |  | 0 |  | 162516
162516 | PWO26-02-00015 | 2026-02-03 00:00:00.000 | 2026-02-24 00:00:00.000 | 7080010000000 | 100.00 | planning | 0304820000000 | Bracket - Glass Bracket Holder For Cabinet, Material: 1.2mm EG | 300.0000 | 0 | 0 |  | 0 |  | 162516
162516 | PWO26-02-00015 | 2026-02-03 00:00:00.000 | 2026-02-24 00:00:00.000 | 7080010000000 | 100.00 | planning | 0304960000000 | Plain Glass - 3mm x 320mm x 155mm – View Glass for 2.0kg EG Cabinet (Door Outside) | 100.0000 | 0 | 0 |  | 0 |  | 162516
162516 | PWO26-02-00015 | 2026-02-03 00:00:00.000 | 2026-02-24 00:00:00.000 | 7080010000000 | 100.00 | planning | 0304980000000 | Plain Glass - 2mm x 101mm x 101mm - Break Glass For Cabinets | 100.0000 | 0 | 0 |  | 0 |  | 162516
162517 | PWO26-02-00016 | 2026-02-03 00:00:00.000 | 2026-02-13 00:00:00.000 | 0307940100000 | 108.00 | in_progress | 0303010000000 | Powder Coat - Red Powder, 20kg/Carton, To RAL3000, Outdoor Color, Normal Gloss | 12.9599 | 0 | 0 |  | 0 |  | 162517
162517 | PWO26-02-00016 | 2026-02-03 00:00:00.000 | 2026-02-13 00:00:00.000 | 0307940100000 | 108.00 | in_progress | 0305560000000 | CD Stud - M5 X 12mm, Copper Plated Mild Steel, Material: Steel 4.8 | 432.0000 | 0 | 0 |  | 0 |  | 162517
162517 | PWO26-02-00016 | 2026-02-03 00:00:00.000 | 2026-02-13 00:00:00.000 | 0307940100000 | 108.00 | in_progress | 0304890000000 | Hinge - Detachable Hinge M.S. Without Bending Line (For All Door Outside Cabinets), Material: Mild Steel | 216.0000 | 0 | 0 |  | 0 |  | 162517
162517 | PWO26-02-00016 | 2026-02-03 00:00:00.000 | 2026-02-13 00:00:00.000 | 0307940100000 | 108.00 | in_progress | 0305420000000 | Electro Galvanised Steel Sheet - 1.2mm x 1219mm x 2438mm, JIS G3313 SECC Anti-Fingerprint, 28.1144kg/pcs | 21.6000 | 0 | 0 |  | 0 |  | 162517
162518 | PWO26-02-00017 | 2026-02-03 00:00:00.000 | 2026-02-24 00:00:00.000 | 7080020000000 | 50.00 | planning | 0304820000000 | Bracket - Glass Bracket Holder For Cabinet, Material: 1.2mm EG | 150.0000 | 0 | 0 |  | 0 |  | 162518
162518 | PWO26-02-00017 | 2026-02-03 00:00:00.000 | 2026-02-24 00:00:00.000 | 7080020000000 | 50.00 | planning | 0307400000000 | Lock And Key 20mm Cam Lock - Key Alike | 50.0000 | 0 | 0 |  | 0 |  | 162518
162518 | PWO26-02-00017 | 2026-02-03 00:00:00.000 | 2026-02-24 00:00:00.000 | 7080020000000 | 50.00 | planning | 0304820100000 | Bracket - Glass Bracket Holder For Cabinet c/w Hanger, Material: 1.2mm EG | 50.0000 | 0 | 0 |  | 0 |  | 162518
162518 | PWO26-02-00017 | 2026-02-03 00:00:00.000 | 2026-02-24 00:00:00.000 | 7080020000000 | 50.00 | planning | 0307950100000 | 260mm(L) x 540mm(H) x 200mm(D) x 1.2mm, Wall-Mounted Non-Weather Proof Lockable FX Cabinet (For 4kg ABC/4kg Hal/2kg CO2), Empty Complete, Red Colour, Lock & Key, Viewing Glass, Break Glass, Electro-Galvanised Steel | 50.0000 | 0 | 0 |  | 0 |  | 162518
162518 | PWO26-02-00017 | 2026-02-03 00:00:00.000 | 2026-02-24 00:00:00.000 | 7080020000000 | 50.00 | planning | 0304980000000 | Plain Glass - 2mm x 101mm x 101mm - Break Glass For Cabinets | 50.0000 | 0 | 0 |  | 0 |  | 162518
162518 | PWO26-02-00017 | 2026-02-03 00:00:00.000 | 2026-02-24 00:00:00.000 | 7080020000000 | 50.00 | planning | 0304960000000 | Plain Glass - 3mm x 320mm x 155mm – View Glass for 2.0kg EG Cabinet (Door Outside) | 50.0000 | 0 | 0 |  | 0 |  | 162518
162518 | PWO26-02-00017 | 2026-02-03 00:00:00.000 | 2026-02-24 00:00:00.000 | 7080020000000 | 50.00 | planning | 0303090000000 | Nut - M5 G.I. Hex Nut For Cabinets | 200.0000 | 0 | 0 |  | 0 |  | 162518
162519 | PWO26-02-00018 | 2026-02-03 00:00:00.000 | 2026-02-13 00:00:00.000 | 0307950100000 | 60.00 | in_progress | 0304890000000 | Hinge - Detachable Hinge M.S. Without Bending Line (For All Door Outside Cabinets), Material: Mild Steel | 120.0000 | 0 | 0 |  | 0 |  | 162519
162519 | PWO26-02-00018 | 2026-02-03 00:00:00.000 | 2026-02-13 00:00:00.000 | 0307950100000 | 60.00 | in_progress | 0305560000000 | CD Stud - M5 X 12mm, Copper Plated Mild Steel, Material: Steel 4.8 | 240.0000 | 0 | 0 |  | 0 |  | 162519
162519 | PWO26-02-00018 | 2026-02-03 00:00:00.000 | 2026-02-13 00:00:00.000 | 0307950100000 | 60.00 | in_progress | 0305420000000 | Electro Galvanised Steel Sheet - 1.2mm x 1219mm x 2438mm, JIS G3313 SECC Anti-Fingerprint, 28.1144kg/pcs | 15.0000 | 0 | 0 |  | 0 |  | 162519
162519 | PWO26-02-00018 | 2026-02-03 00:00:00.000 | 2026-02-13 00:00:00.000 | 0307950100000 | 60.00 | in_progress | 0303010000000 | Powder Coat - Red Powder, 20kg/Carton, To RAL3000, Outdoor Color, Normal Gloss | 9.0000 | 0 | 0 |  | 0 |  | 162519
162520 | PWO26-02-00019 | 2026-02-03 00:00:00.000 | 2026-02-23 00:00:00.000 | 2080060000000 | 100.00 | in_progress | 0300510000000 | CO2 Swivel & Horn Set for 2kg CO2 FX | 100.0000 | 0 | 0 |  | 0 |  | 162520
162520 | PWO26-02-00019 | 2026-02-03 00:00:00.000 | 2026-02-23 00:00:00.000 | 2080060000000 | 100.00 | in_progress | 0301140000000 | 2.0kg CO2 Fire Extinguisher Complete with CE Valve w/o Swivel & Horn w/o Hook Bracket, Cyl Red Color, Cyl Ht w/o Valve = 410mm (+/-10), Cyl O/D = 114mm (+/- 1.14), Thk = 4.0mm (+0.3/-0.2), Material: Carbon Steel | 100.0000 | 0 | 0 |  | 0 |  | 162520
162520 | PWO26-02-00019 | 2026-02-03 00:00:00.000 | 2026-02-23 00:00:00.000 | 2080060000000 | 100.00 | in_progress | 0302150000000 | Hook Bracket HB-28 (For 1/2kg ABC,2kg CO2, 2kg Halotron), 28mm x 1.5mm Thk, Chrome Plated, Material: Mild Steel | 100.0000 | 0 | 0 |  | 0 |  | 162520
162520 | PWO26-02-00019 | 2026-02-03 00:00:00.000 | 2026-02-23 00:00:00.000 | 2080060000000 | 100.00 | in_progress | 0315170000000 | Label - Combat Logo Only (Black) For 2/5 kg CO2 FX, 225mm x 48mm, Black (RAL 9005) Base c/w White Silkscreen (Reverse Print) - 1 Color | 100.0000 | 0 | 0 |  | 0 |  | 162520
162520 | PWO26-02-00019 | 2026-02-03 00:00:00.000 | 2026-02-23 00:00:00.000 | 2080060000000 | 100.00 | in_progress | 0307160300000 | Setsco Label - Fire Extinguisher (CO2) | 100.0000 | 0 | 0 |  | 0 |  | 162520
162521 | PWO26-02-00020 | 2026-02-03 00:00:00.000 | 2026-02-23 00:00:00.000 | 2080030400000 | 80.00 | in_progress | 0300780100000 | O Ring - Neck O Ring, ID 26.57mm X Thk 3.53mm, (For Hal FX - 03001000 Valve),Material: EPDM | 80.0000 | 0 | 0 |  | 0 |  | 162521
162521 | PWO26-02-00020 | 2026-02-03 00:00:00.000 | 2026-02-23 00:00:00.000 | 2080030400000 | 80.00 | in_progress | 0300980000000 | Gas - Halotron I (Pressurized Liquid) | 480.0000 | 0 | 0 |  | 0 |  | 162521
162521 | PWO26-02-00020 | 2026-02-03 00:00:00.000 | 2026-02-23 00:00:00.000 | 2080030400000 | 80.00 | in_progress | 0301050000000 | Gas - Industrial Argon (99.99%) AR | 7.1999 | 0 | 0 |  | 0 |  | 162521
162521 | PWO26-02-00020 | 2026-02-03 00:00:00.000 | 2026-02-23 00:00:00.000 | 2080030400000 | 80.00 | in_progress | 0307160500000 | Setsco Label - Fire Extinguisher (Halotron) | 80.0000 | 0 | 0 |  | 0 |  | 162521
162521 | PWO26-02-00020 | 2026-02-03 00:00:00.000 | 2026-02-23 00:00:00.000 | 2080030400000 | 80.00 | in_progress | 0300100000000 | Stored Pressure Valve Complete c/w Brass Spring Lock For 2/4/6kg HAL FX, Size: M30 x 1.5 without Pressure Gauge, Material: Brass | 80.0000 | 0 | 0 |  | 0 |  | 162521
162521 | PWO26-02-00020 | 2026-02-03 00:00:00.000 | 2026-02-23 00:00:00.000 | 2080030400000 | 80.00 | in_progress | 0307430000000 | Body Belt c/w Hex Bolt Set (M5X10mm) - For 6kg Halotron FX, Material: Stainless Steel SS304 | 80.0000 | 0 | 0 |  | 0 |  | 162521
162521 | PWO26-02-00020 | 2026-02-03 00:00:00.000 | 2026-02-23 00:00:00.000 | 2080030400000 | 80.00 | in_progress | 0301860000000 | Iron Safety Pin - Dia. 3.85 (+0.2/-0), Material: Iron (Commercial Grade) Nickel Plated, | 80.0000 | 0 | 0 |  | 0 |  | 162521
162521 | PWO26-02-00020 | 2026-02-03 00:00:00.000 | 2026-02-23 00:00:00.000 | 2080030400000 | 80.00 | in_progress | 0307130000000 | Label* - 180mm x 40mm, Top Label (Green) c/w COMBAT For 2/4/6kg Hal. FX & Hal. BRX FX, Green (RAL 6016 ) Base c/w White Silkscreen (Reverse Print) - 1 Color, Material: White Vinyl | 80.0000 | 0 | 0 |  | 0 |  | 162521
162521 | PWO26-02-00020 | 2026-02-03 00:00:00.000 | 2026-02-23 00:00:00.000 | 2080030400000 | 80.00 | in_progress | 0306580000000 | Plastic Skirting - Dia 181mm, Big (For 6/9kg FX ) | 80.0000 | 0 | 0 |  | 0 |  | 162521
162521 | PWO26-02-00020 | 2026-02-03 00:00:00.000 | 2026-02-23 00:00:00.000 | 2080030400000 | 80.00 | in_progress | 0303920000000 | Syphon Tube For 6kg Halotron FX - 3/4" (O/D 19mm) x Thk 1.5mm x L=380mm+3mm/-0, Material: Aluminium | 80.0000 | 0 | 0 |  | 0 |  | 162521
162521 | PWO26-02-00020 | 2026-02-03 00:00:00.000 | 2026-02-23 00:00:00.000 | 2080030400000 | 80.00 | in_progress | 0300310200000 | Hose & Aluminium Nozzle Assy For 6kg HAL FX, Nozzle 11mm, Hose Length 400mm | 80.0000 | 0 | 0 |  | 0 |  | 162521
162521 | PWO26-02-00020 | 2026-02-03 00:00:00.000 | 2026-02-23 00:00:00.000 | 2080030400000 | 80.00 | in_progress | 0302170000000 | Hook Bracket HB-74 - (For 6/9 kg ABC, 6/9Ltr Water/Foam, 6kg Halotron), 74mm x 3.0mm, Chrome Plated, Mild Steel | 80.0000 | 0 | 0 |  | 0 |  | 162521
162521 | PWO26-02-00020 | 2026-02-03 00:00:00.000 | 2026-02-23 00:00:00.000 | 2080030400000 | 80.00 | in_progress | 0303460000000 | 23mm Pressure Gauge - For 4/6kg Hal FX - M10 x 12.5mm Fitted With EPDM O Ring & Filter | 80.0000 | 0 | 0 |  | 0 |  | 162521
162521 | PWO26-02-00020 | 2026-02-03 00:00:00.000 | 2026-02-23 00:00:00.000 | 2080030400000 | 80.00 | in_progress | 0300300100000 | Plastic Safety Seal,Green Color | 80.0000 | 0 | 0 |  | 0 |  | 162521
162521 | PWO26-02-00020 | 2026-02-03 00:00:00.000 | 2026-02-23 00:00:00.000 | 2080030400000 | 80.00 | in_progress | 0309790000000 | Empty Cylinder - Size 6kg (Vol. 8.7L) For ABC/Halotron SP, Red Colour | 80.0000 | 0 | 0 |  | 0 |  | 162521
162522 | PWO26-02-00021 | 2026-02-03 00:00:00.000 | 2026-02-28 00:00:00.000 | 0303650400000 | 75.00 | planning | 0303650000000 | Cafes - Firetrace Tubing, Red, OD 6mm(+/-0.1mm)/ ID 4mm (+/-0.1mm ) | 450.0000 | 0 | 0 |  | 57025 | SWO26-01-0039 | 162522
162522 | PWO26-02-00021 | 2026-02-03 00:00:00.000 | 2026-02-28 00:00:00.000 | 0303650400000 | 75.00 | planning | 0303500000000 | Cafes - ¼" Serrated Hose Plug (Part 1 & 2) for O/D 6mm Hose Tubing, Material: Brass | 75.0000 | 0 | 0 |  | 57025 | SWO26-01-0039 | 162522
162523 | PWO26-02-00022 | 2026-02-03 00:00:00.000 | 2026-02-28 00:00:00.000 | 0303650100000 | 85.00 | planning | 0303650000000 | Cafes - Firetrace Tubing, Red, OD 6mm(+/-0.1mm)/ ID 4mm (+/-0.1mm ) | 850.0000 | 0 | 0 |  | 57025 | SWO26-01-0039 | 162523
162523 | PWO26-02-00022 | 2026-02-03 00:00:00.000 | 2026-02-28 00:00:00.000 | 0303650100000 | 85.00 | planning | 0303500000000 | Cafes - ¼" Serrated Hose Plug (Part 1 & 2) for O/D 6mm Hose Tubing, Material: Brass | 85.0000 | 0 | 0 |  | 57025 | SWO26-01-0039 | 162523
162526 | PWO26-02-00025 | 2026-02-04 00:00:00.000 | 2026-02-23 00:00:00.000 | 2080120000000 | 800.00 | in_progress | 0300390000000 | Nozzle - Yellow Plastic Discharge Nozzle, Material: UPVC | 800.0000 | 0 | 0 |  | 0 |  | 162526
162526 | PWO26-02-00025 | 2026-02-04 00:00:00.000 | 2026-02-23 00:00:00.000 | 2080120000000 | 800.00 | in_progress | 0302470000000 | Fire Extinguishing Powder - ABC40 (1000kg/ Sack) | 2400.0000 | 0 | 0 |  | 0 |  | 162526
162526 | PWO26-02-00025 | 2026-02-04 00:00:00.000 | 2026-02-23 00:00:00.000 | 2080120000000 | 800.00 | in_progress | 0306650000000 | Empty Cylinder - Size 3kg (Vol. 3.8L) For ABC SP, Red Colour | 800.0000 | 0 | 0 |  | 0 |  | 162526
162526 | PWO26-02-00025 | 2026-02-04 00:00:00.000 | 2026-02-23 00:00:00.000 | 2080120000000 | 800.00 | in_progress | 0300690000000 | Gas- Compressed Nitrogen 99.99% | 48.0000 | 0 | 0 |  | 0 |  | 162526
162526 | PWO26-02-00025 | 2026-02-04 00:00:00.000 | 2026-02-23 00:00:00.000 | 2080120000000 | 800.00 | in_progress | 0301030000000 | Hook Bracket HB-36 (For 2.5/3Kg ABC),36mm x 1.5mm, Chrome Plated,Material: Mild Steel | 800.0000 | 0 | 0 |  | 0 |  | 162526
162526 | PWO26-02-00025 | 2026-02-04 00:00:00.000 | 2026-02-23 00:00:00.000 | 2080120000000 | 800.00 | in_progress | 0307160000000 | Setsco Label - Fire Extinguisher (ABC Powder) | 800.0000 | 0 | 0 |  | 0 |  | 162526
162526 | PWO26-02-00025 | 2026-02-04 00:00:00.000 | 2026-02-23 00:00:00.000 | 2080120000000 | 800.00 | in_progress | 0303670000000 | Syphon Tube - For 3.0kg ABC FX, O/D 16mm (0/-0.15) x Thk 2.4mm x Length 357mm +/-3mm c/w Thread 5/8"-18UNF on one side, 45deg Cut on other side, Material: HDPE | 800.0000 | 0 | 0 |  | 0 |  | 162526
162526 | PWO26-02-00025 | 2026-02-04 00:00:00.000 | 2026-02-23 00:00:00.000 | 2080120000000 | 800.00 | in_progress | 0301310300000 | Stored Pressure Valve Complete For Powder FX - M30 x 1.5 c/w 23mm Pressure Gauge (03000200) & SS Safety Pin, Handle Black Colour, Material: EN12165 CuZn40Pb2 Brass | 800.0000 | 0 | 0 |  | 0 |  | 162526
162526 | PWO26-02-00025 | 2026-02-04 00:00:00.000 | 2026-02-23 00:00:00.000 | 2080120000000 | 800.00 | in_progress | 0315150000000 | Label - COMBAT Logo Only (Blue) For 2/3/4kg ABC FX, 180mm x 40mm, Blue (RAL 5002) Base c/w White Silkscreen (Reverse Print) - 1 Color, Material: White Vinyl | 800.0000 | 0 | 0 |  | 0 |  | 162526
162533 | PWO26-02-00028 | 2026-02-04 00:00:00.000 | 2026-02-13 00:00:00.000 | 2080120000000 | 3.00 | planning | 0307160000000 | Setsco Label - Fire Extinguisher (ABC Powder) | 3.0000 | 0 | 0 |  | 0 |  | 162533
162533 | PWO26-02-00028 | 2026-02-04 00:00:00.000 | 2026-02-13 00:00:00.000 | 2080120000000 | 3.00 | planning | 0301030000000 | Hook Bracket HB-36 (For 2.5/3Kg ABC),36mm x 1.5mm, Chrome Plated,Material: Mild Steel | 3.0000 | 0 | 0 |  | 0 |  | 162533
162533 | PWO26-02-00028 | 2026-02-04 00:00:00.000 | 2026-02-13 00:00:00.000 | 2080120000000 | 3.00 | planning | 2080120000000 | 3kg ABC Stored Pressure Fire Extinguisher c/w SETSCO Approval c/w Discharge Nozzle (Yellow), Hook Bracket 36, Fire Rating : 13A/55B, (Dwg No. 20801200) | 3.0000 | 0 | 0 |  | 0 |  | 162533
162534 | PWO26-02-00029 | 2026-02-04 00:00:00.000 | 2026-02-13 00:00:00.000 | 2080100000000 | 3.00 | planning | 2080100000000 | 2kg ABC Stored Pressure Fire Extinguisher c/w SETSCO Approval c/w Discharge Nozzle (Yellow), Hook Bracket 28, Fire Rating : 13A/55B, (Dwg No. 20801018) | 3.0000 | 0 | 0 |  | 0 |  | 162534
162534 | PWO26-02-00029 | 2026-02-04 00:00:00.000 | 2026-02-13 00:00:00.000 | 2080100000000 | 3.00 | planning | 0307160000000 | Setsco Label - Fire Extinguisher (ABC Powder) | 3.0000 | 0 | 0 |  | 0 |  | 162534
162534 | PWO26-02-00029 | 2026-02-04 00:00:00.000 | 2026-02-13 00:00:00.000 | 2080100000000 | 3.00 | planning | 0302150000000 | Hook Bracket HB-28 (For 1/2kg ABC,2kg CO2, 2kg Halotron), 28mm x 1.5mm Thk, Chrome Plated, Material: Mild Steel | 3.0000 | 0 | 0 |  | 0 |  | 162534
162536 | PWO26-02-00030 | 2026-02-05 00:00:00.000 | 2026-02-24 00:00:00.000 | 2180310000004 | 4.00 | planning | 0300020000000 | Pressure Gauge - 23mm Dial For All Powder Portable FX, M10 x 12.5 with Fitted O Ring & Filter (0-10-14-17-25.5Bar),Temp. Range = -20 to +60 Deg C, WP Range = 10 - 17Bar (Green Color) | 4.0000 | 1533616 | 1533616 | SO965502 | 57029 | SWO26-02-0002 | 162536
162536 | PWO26-02-00030 | 2026-02-05 00:00:00.000 | 2026-02-24 00:00:00.000 | 2180310000004 | 4.00 | planning | 0317400000000 | Fire Extinguishing Powder - ABC 70 (1000 kg/ Sack) | 100.0000 | 1533616 | 1533616 | SO965502 | 57029 | SWO26-02-0002 | 162536
162536 | PWO26-02-00030 | 2026-02-05 00:00:00.000 | 2026-02-24 00:00:00.000 | 2180310000004 | 4.00 | planning | 0302040100000 | Label - C-25ATP 25kg ABC70 SP Trolley c/w LPCB & Setsco Logo, LPCB Approval No: 501f/11, Setsco Approval No: BCM-2019-0060, Fire Rating: 34A/ IIB (275B), Material: Clear Vinyl c/w 1 colour White Silkscreen, Size: 190mm x 200mm | 4.0000 | 1533616 | 1533616 | SO965502 | 57029 | SWO26-02-0002 | 162536
162536 | PWO26-02-00030 | 2026-02-05 00:00:00.000 | 2026-02-24 00:00:00.000 | 2180310000004 | 4.00 | planning | 0304400000000 | Velcro Strap Set (Male/Female) | 8.0000 | 1533616 | 1533616 | SO965502 | 57029 | SWO26-02-0002 | 162536
162536 | PWO26-02-00030 | 2026-02-05 00:00:00.000 | 2026-02-24 00:00:00.000 | 2180310000004 | 4.00 | planning | 0306710400000 | Empty Cylinder OD250 x H675(+/-10mm) - 25kg SP & Cart Trolley c/w 16" Wheel, Red Colour (Dwg. No. 03067101) | 4.0000 | 1533616 | 1533616 | SO965502 | 57029 | SWO26-02-0002 | 162536
162536 | PWO26-02-00030 | 2026-02-05 00:00:00.000 | 2026-02-24 00:00:00.000 | 2180310000004 | 4.00 | planning | 0301860000000 | Iron Safety Pin - Dia. 3.85 (+0.2/-0), Material: Iron (Commercial Grade) Nickel Plated, | 4.0000 | 1533616 | 1533616 | SO965502 | 57029 | SWO26-02-0002 | 162536
162536 | PWO26-02-00030 | 2026-02-05 00:00:00.000 | 2026-02-24 00:00:00.000 | 2180310000004 | 4.00 | planning | 0311020000000 | Syphone Tube For 25kg SP Trolley FX, O/D 26.16mm x I/D 20mm x L710mm, Material: UPVC Class VP | 4.0000 | 1533616 | 1533616 | SO965502 | 57029 | SWO26-02-0002 | 162536
162536 | PWO26-02-00030 | 2026-02-05 00:00:00.000 | 2026-02-24 00:00:00.000 | 2180310000004 | 4.00 | planning | 0300690000000 | Gas- Compressed Nitrogen 99.99% | 0.8000 | 1533616 | 1533616 | SO965502 | 57029 | SWO26-02-0002 | 162536
162536 | PWO26-02-00030 | 2026-02-05 00:00:00.000 | 2026-02-24 00:00:00.000 | 2180310000004 | 4.00 | planning | 0302000400000 | SP Turn Valve For Trolley FX c/w CE Approved, Nickle Chrome Finish, Inlet : 2" BSP, Outlet: 3/4"BSPT -14TPI | 4.0000 | 1533616 | 1533616 | SO965502 | 57029 | SWO26-02-0002 | 162536
162536 | PWO26-02-00030 | 2026-02-05 00:00:00.000 | 2026-02-24 00:00:00.000 | 2180310000004 | 4.00 | planning | 0300330300000 | 3/4" I/D X 6m Hose c/w Male-Female Nipple - For All Types Of SP/Cart & Halotron Trolley, Black Color, Male Nipple : NPT (S016-12-12S), Female Nipple: BSP Parallel (S001-12-12S), WP: 300psi, BP 45bar, Material: Air Hose - Thermoplastic Rubber | 4.0000 | 1533616 | 1533616 | SO965502 | 57029 | SWO26-02-0002 | 162536
162536 | PWO26-02-00030 | 2026-02-05 00:00:00.000 | 2026-02-24 00:00:00.000 | 2180310000004 | 4.00 | planning | 0315160000000 | Label - COMBAT Logo Only (Blue) For 6/9 kg ABC FX, 225mm x 48mm, Blue (RAL 5002) Base c/w White Silkscreen (Reverse Print) - 1 Color, Material: White Vinyl | 4.0000 | 1533616 | 1533616 | SO965502 | 57029 | SWO26-02-0002 | 162536
162536 | PWO26-02-00030 | 2026-02-05 00:00:00.000 | 2026-02-24 00:00:00.000 | 2180310000004 | 4.00 | planning | 0307920400000 | Powder Controllable Discharge Gun - Type 2, Inlet: 3/4" x 6m, Orifice Dia: 16mm | 4.0000 | 1533616 | 1533616 | SO965502 | 57029 | SWO26-02-0002 | 162536
162537 | PWO26-02-00031 | 2026-02-05 00:00:00.000 | 2026-02-09 00:00:00.000 | 2080927200001 | 30.00 | in_progress | 0302170000000 | Hook Bracket HB-74 - (For 6/9 kg ABC, 6/9Ltr Water/Foam, 6kg Halotron), 74mm x 3.0mm, Chrome Plated, Mild Steel | 30.0000 | 0 | 0 |  | 0 |  | 162537
162537 | PWO26-02-00031 | 2026-02-05 00:00:00.000 | 2026-02-09 00:00:00.000 | 2080927200001 | 30.00 | in_progress | 0319540100000 | Hose & Nozzle Assembly - 6 Liter Lithium FX, Inlet: ¼" X 19BSPF Male Thread (Chrome Plated), Outlet: Nozzle Orifice = 3xØ1.5mm (+/- 0.5mm), Hose Specs: Black Braided PVC, I/D 12.5mm X Thk 3.25mm X L450mm With Min Burst 750PSI, Material Of Nozzle: SS304, Printing on Hose: "Max Working Pressure 15.5Bar, Test Pressure 23Bar" | 30.0000 | 0 | 0 |  | 0 |  | 162537
162537 | PWO26-02-00031 | 2026-02-05 00:00:00.000 | 2026-02-09 00:00:00.000 | 2080927200001 | 30.00 | in_progress | 0100050000000 | 6L Fluorine Free Lithium Ion Battery Fire Extinguisher Complete with Refill c/w Safety Release Valve c/w Skirt w/o Hose & Horn w/o Hook Bracket 74 w/o Silkscreen c/w Carton Box | 30.0000 | 0 | 0 |  | 0 |  | 162537
162537 | PWO26-02-00031 | 2026-02-05 00:00:00.000 | 2026-02-09 00:00:00.000 | 2080927200001 | 30.00 | in_progress | 0305140100000 | Carton Box - L197 x W197 x H535mm, Material: T150/M/T150 D/W Horizontal Fluting, For 6kg FX (C-6LISE) | 30.0000 | 0 | 0 |  | 0 |  | 162537
162540 | PWO26-02-00034 | 2026-02-05 00:00:00.000 | 2026-03-03 00:00:00.000 | 2080860000000 | 1.00 | planning | 0300260900000 | Hose, Ferrule & Adaptor Set - Hose Length = 530Mm For 9Ltr D Powder, Adaptor Both Side Inlet : 1/4" x 19 BSPF Male Thread, Finishing : Chrome Plated, Materials : Mild Steel | 1.0000 | 1533485 | 1533485 | SO965466 | 57028 | SWO26-02-0001 | 162540
162540 | PWO26-02-00034 | 2026-02-05 00:00:00.000 | 2026-03-03 00:00:00.000 | 2080860000000 | 1.00 | planning | 0300260400000 | Hose & Horn Applicator For 9 kg D Power | 1.0000 | 1533485 | 1533485 | SO965466 | 57028 | SWO26-02-0001 | 162540
162540 | PWO26-02-00034 | 2026-02-05 00:00:00.000 | 2026-03-03 00:00:00.000 | 2080860000000 | 1.00 | planning | 0309810000000 | Empty Cylinder - Size 9kg (Vol. 11.1L) For ABC/Purple K SP, Red Colour | 1.0000 | 1533485 | 1533485 | SO965466 | 57028 | SWO26-02-0001 | 162540
162540 | PWO26-02-00034 | 2026-02-05 00:00:00.000 | 2026-03-03 00:00:00.000 | 2080860000000 | 1.00 | planning | 0303250000000 | Syphon Tube - For 9.0kg ABC FX, O/D 16mm (0/-0.15) x Thk 2.4mm x Length 488mm +/-3mm c/w Thread 5/8"-18UNF on one side, 45deg Cut on other side, Material: HDPE | 1.0000 | 1533485 | 1533485 | SO965466 | 57028 | SWO26-02-0001 | 162540
162540 | PWO26-02-00034 | 2026-02-05 00:00:00.000 | 2026-03-03 00:00:00.000 | 2080860000000 | 1.00 | planning | 0312510000000 | Fire Extinguishing Powder - D Powder (25kg/Bag), Supplier PN: 2.500.8.041 | 9.0000 | 1533485 | 1533485 | SO965466 | 57028 | SWO26-02-0001 | 162540
162540 | PWO26-02-00034 | 2026-02-05 00:00:00.000 | 2026-03-03 00:00:00.000 | 2080860000000 | 1.00 | planning | 0300690000000 | Gas- Compressed Nitrogen 99.99% | 0.1100 | 1533485 | 1533485 | SO965466 | 57028 | SWO26-02-0001 | 162540
162540 | PWO26-02-00034 | 2026-02-05 00:00:00.000 | 2026-03-03 00:00:00.000 | 2080860000000 | 1.00 | planning | 0306580000000 | Plastic Skirting - Dia 181mm, Big (For 6/9kg FX ) | 1.0000 | 1533485 | 1533485 | SO965466 | 57028 | SWO26-02-0001 | 162540
162540 | PWO26-02-00034 | 2026-02-05 00:00:00.000 | 2026-03-03 00:00:00.000 | 2080860000000 | 1.00 | planning | 0315160000000 | Label - COMBAT Logo Only (Blue) For 6/9 kg ABC FX, 225mm x 48mm, Blue (RAL 5002) Base c/w White Silkscreen (Reverse Print) - 1 Color, Material: White Vinyl | 1.0000 | 1533485 | 1533485 | SO965466 | 57028 | SWO26-02-0001 | 162540
162540 | PWO26-02-00034 | 2026-02-05 00:00:00.000 | 2026-03-03 00:00:00.000 | 2080860000000 | 1.00 | planning | 0301310300000 | Stored Pressure Valve Complete For Powder FX - M30 x 1.5 c/w 23mm Pressure Gauge (03000200) & SS Safety Pin, Handle Black Colour, Material: EN12165 CuZn40Pb2 Brass | 1.0000 | 1533485 | 1533485 | SO965466 | 57028 | SWO26-02-0001 | 162540
162540 | PWO26-02-00034 | 2026-02-05 00:00:00.000 | 2026-03-03 00:00:00.000 | 2080860000000 | 1.00 | planning | 0300830200000 | Sponge Grip, I/D 18mm x L 5" +1/-0, Black Color | 1.0000 | 1533485 | 1533485 | SO965466 | 57028 | SWO26-02-0001 | 162540
162540 | PWO26-02-00034 | 2026-02-05 00:00:00.000 | 2026-03-03 00:00:00.000 | 2080860000000 | 1.00 | planning | 0302170000000 | Hook Bracket HB-74 - (For 6/9 kg ABC, 6/9Ltr Water/Foam, 6kg Halotron), 74mm x 3.0mm, Chrome Plated, Mild Steel | 1.0000 | 1533485 | 1533485 | SO965466 | 57028 | SWO26-02-0001 | 162540
162541 | PWO26-02-00035 | 2026-02-05 00:00:00.000 | 2026-03-01 00:00:00.000 | 8080010000001 | 5.00 | planning | 0303880300000 | Ferrule - Aluminium Ferrule For 1" EN694 Hose, Length=34mm, O/D Dia. 34.4mm x Thk 1.2mm, Chamfer Edge, Material: Aluminium | 5.0000 | 1533901 | 1533901 | SO965580 | 57031 | SWO26-02-0003 | 162541
162541 | PWO26-02-00035 | 2026-02-05 00:00:00.000 | 2026-03-01 00:00:00.000 | 8080010000001 | 5.00 | planning | 0304750000000 | Label* - 1" Manual Hose Reel c/w COMBAT c/w LPCB, Model HR-1SW, Ø148mm, Working Pressure: 12Bar, To EN671-1:2012, Material: White Vinyl c/w 1 Color Reverse Print - Black Base c/w White Silkscreen | 5.0000 | 1533901 | 1533901 | SO965580 | 57031 | SWO26-02-0003 | 162541
162541 | PWO26-02-00035 | 2026-02-05 00:00:00.000 | 2026-03-01 00:00:00.000 | 8080010000001 | 5.00 | planning | 0300800000000 | 1" Hose Reel Armset Assembly without Holes, Red Color, Material: Aluminium Alloy | 5.0000 | 1533901 | 1533901 | SO965580 | 57031 | SWO26-02-0003 | 162541
162541 | PWO26-02-00035 | 2026-02-05 00:00:00.000 | 2026-03-01 00:00:00.000 | 8080010000001 | 5.00 | planning | 0301300000000 | Bracket - Nozzle Bracket For 3/4" & 1" HR, Material: 1.5mm EG | 5.0000 | 1533901 | 1533901 | SO965580 | 57031 | SWO26-02-0003 | 162541
162541 | PWO26-02-00035 | 2026-02-05 00:00:00.000 | 2026-03-01 00:00:00.000 | 8080010000001 | 5.00 | planning | 0301320000000 | Hose Clip - Band Width 12mm, Clamping Range 20mm - 32mm, For 1" EN694 Hose, Material: Alu-Zinc/SS | 10.0000 | 1533901 | 1533901 | SO965580 | 57031 | SWO26-02-0003 | 162541
162541 | PWO26-02-00035 | 2026-02-05 00:00:00.000 | 2026-03-01 00:00:00.000 | 8080010000001 | 5.00 | planning | 0300710000000 | 1" Outlet S-Bend Assembly - Fully Assembled & Tested, Material: Aluminium Alloy | 5.0000 | 1533901 | 1533901 | SO965580 | 57031 | SWO26-02-0003 | 162541
162541 | PWO26-02-00035 | 2026-02-05 00:00:00.000 | 2026-03-01 00:00:00.000 | 8080010000001 | 5.00 | planning | 0305170000000 | Carton Box - L570 x W315 x H530mm (Int),Hose Reel 1"/ Auto/ 3/4" (Model: HR-1SW/ AHR-1SW/ HR-3/4SW), c/w Printing,T180/M/T180 D/W Horizontal Fluting, AB Flute | 5.0000 | 1533901 | 1533901 | SO965580 | 57031 | SWO26-02-0003 | 162541
162541 | PWO26-02-00035 | 2026-02-05 00:00:00.000 | 2026-03-01 00:00:00.000 | 8080010000001 | 5.00 | planning | 0300540000000 | Drum Washer, Black Color,Material: Plastic | 10.0000 | 1533901 | 1533901 | SO965580 | 57031 | SWO26-02-0003 | 162541
162541 | PWO26-02-00035 | 2026-02-05 00:00:00.000 | 2026-03-01 00:00:00.000 | 8080010000001 | 5.00 | planning | 0317260000000 | 1" Brass Jet Spray Nozzle - For Hose Reel, Material: Brass, | 5.0000 | 1533901 | 1533901 | SO965580 | 57031 | SWO26-02-0003 | 162541
162541 | PWO26-02-00035 | 2026-02-05 00:00:00.000 | 2026-03-01 00:00:00.000 | 8080010000001 | 5.00 | planning | 0301340000000 | Aluminium Blind Rivet - dia 4.8 x 8.0 mm | 50.0000 | 1533901 | 1533901 | SO965580 | 57031 | SWO26-02-0003 | 162541
162541 | PWO26-02-00035 | 2026-02-05 00:00:00.000 | 2026-03-01 00:00:00.000 | 8080010000001 | 5.00 | planning | 0300700000000 | Drum Holder Disc & Bar Assembly - For Manual HR c/w Colour (Mixed Colour), 1.2mm X L 210mm, Material: 1.2mm EG Plate | 5.0000 | 1533901 | 1533901 | SO965580 | 57031 | SWO26-02-0003 | 162541
162541 | PWO26-02-00035 | 2026-02-05 00:00:00.000 | 2026-03-01 00:00:00.000 | 8080010000001 | 5.00 | planning | 0301270000000 | Drum Plate - Rear, Red Colour, Dia. 525mm, Material: 0.8mm EG | 10.0000 | 1533901 | 1533901 | SO965580 | 57031 | SWO26-02-0003 | 162541
162541 | PWO26-02-00035 | 2026-02-05 00:00:00.000 | 2026-03-01 00:00:00.000 | 8080010000001 | 5.00 | planning | 0300330000000 | 1" x 29.7m (+0.3/ -0 ) Semi Rigid Reel Hose, Red Color, Smooth Finish, Make To EN694-2014 Standard, WP 12Bar, I/D = 25mm +0/-0.5mm, O/D 32mm (min), Markings on Hose: "COMBAT Fire Hose EN694-2014 A2 25mm 1.2MPa W.P. Mth/Year-Batch Number" (Dwg. No. 03003300) | 5.0000 | 1533901 | 1533901 | SO965580 | 57031 | SWO26-02-0003 | 162541
162542 | PWO26-02-00036 | 2026-02-05 00:00:00.000 | 2026-03-16 00:00:00.000 | 2080251400000 | 100.00 | in_progress | 0315250000000 | Syphon Tube & Water Filter Assembly - Length 386mm +/-1mm, (Thread 5/8"-18UNF) For 6 Liter Water/Foam/Lithium, White Colour, Filter Hole Dia. 1.3mm +0/-0.5mm, Connection Thread 5/8"-18UNF Thread | 100.0000 | 0 | 0 |  | 0 |  | 162542
162542 | PWO26-02-00036 | 2026-02-05 00:00:00.000 | 2026-03-16 00:00:00.000 | 2080251400000 | 100.00 | in_progress | 0309800000000 | Empty Cylinder - Size 6Ltr (Vol. 8.7L) For Water/Foam SP c/w Internal Lining, Red Colour | 100.0000 | 0 | 0 |  | 0 |  | 162542
162542 | PWO26-02-00036 | 2026-02-05 00:00:00.000 | 2026-03-16 00:00:00.000 | 2080251400000 | 100.00 | in_progress | 0300280000000 | Body Belt - Big ( For 6 / 9kg ) | 100.0000 | 0 | 0 |  | 0 |  | 162542
162542 | PWO26-02-00036 | 2026-02-05 00:00:00.000 | 2026-03-16 00:00:00.000 | 2080251400000 | 100.00 | in_progress | 0305140000000 | Carton Box - L197 x W197 x H535mm, Material: T150/M/T150 D/W Horizontal Fluting, For 6kg FX (C-6ASE/Q-6SP/C-6FSE/C-6WSE/C-6ACE/C-6KSE), | 100.0000 | 0 | 0 |  | 0 |  | 162542
162542 | PWO26-02-00036 | 2026-02-05 00:00:00.000 | 2026-03-16 00:00:00.000 | 2080251400000 | 100.00 | in_progress | 0302170000000 | Hook Bracket HB-74 - (For 6/9 kg ABC, 6/9Ltr Water/Foam, 6kg Halotron), 74mm x 3.0mm, Chrome Plated, Mild Steel | 100.0000 | 0 | 0 |  | 0 |  | 162542
162542 | PWO26-02-00036 | 2026-02-05 00:00:00.000 | 2026-03-16 00:00:00.000 | 2080251400000 | 100.00 | in_progress | 0301920000000 | Screw - Sheet Metal Self Taps Screw Flat Head CSK, #10 X 3/4" c/w Nickle Plated | 100.0000 | 0 | 0 |  | 0 |  | 162542
162542 | PWO26-02-00036 | 2026-02-05 00:00:00.000 | 2026-03-16 00:00:00.000 | 2080251400000 | 100.00 | in_progress | 0300010000000 | Stored Pressure Valve Complete For Water/Foam FX, M30 x 1.5 c/w 23mm Pressure Gauge (03000300) & SS Safety Pin, Handle Black Colour, Material: EN12165 CUZN40PB2 Brass | 100.0000 | 0 | 0 |  | 0 |  | 162542
162542 | PWO26-02-00036 | 2026-02-05 00:00:00.000 | 2026-03-16 00:00:00.000 | 2080251400000 | 100.00 | in_progress | 0300680300000 | Hose & Nozzle(New) Assembly - 6 Liter Foam FX, I/D 12.5mm X THK 3.25mm X L430mm | 100.0000 | 0 | 0 |  | 0 |  | 162542
162542 | PWO26-02-00036 | 2026-02-05 00:00:00.000 | 2026-03-16 00:00:00.000 | 2080251400000 | 100.00 | in_progress | 0306580000000 | Plastic Skirting - Dia 181mm, Big (For 6/9kg FX ) | 100.0000 | 0 | 0 |  | 0 |  | 162542
162543 | PWO26-02-00037 | 2026-02-06 00:00:00.000 | 2026-02-27 00:00:00.000 | 2080160400000 | 360.00 | planning | 0300690000000 | Gas- Compressed Nitrogen 99.99% | 39.6000 | 0 | 0 |  | 0 |  | 162543
162543 | PWO26-02-00037 | 2026-02-06 00:00:00.000 | 2026-02-27 00:00:00.000 | 2080160400000 | 360.00 | planning | 0309810000000 | Empty Cylinder - Size 9kg (Vol. 11.1L) For ABC/Purple K SP, Red Colour | 360.0000 | 0 | 0 |  | 0 |  | 162543
162543 | PWO26-02-00037 | 2026-02-06 00:00:00.000 | 2026-02-27 00:00:00.000 | 2080160400000 | 360.00 | planning | 0302470000000 | Fire Extinguishing Powder - ABC40 (1000kg/ Sack) | 3240.0000 | 0 | 0 |  | 0 |  | 162543
162543 | PWO26-02-00037 | 2026-02-06 00:00:00.000 | 2026-02-27 00:00:00.000 | 2080160400000 | 360.00 | planning | 0302170000000 | Hook Bracket HB-74 - (For 6/9 kg ABC, 6/9Ltr Water/Foam, 6kg Halotron), 74mm x 3.0mm, Chrome Plated, Mild Steel | 360.0000 | 0 | 0 |  | 0 |  | 162543
162543 | PWO26-02-00037 | 2026-02-06 00:00:00.000 | 2026-02-27 00:00:00.000 | 2080160400000 | 360.00 | planning | 0303250000000 | Syphon Tube - For 9.0kg ABC FX, O/D 16mm (0/-0.15) x Thk 2.4mm x Length 488mm +/-3mm c/w Thread 5/8"-18UNF on one side, 45deg Cut on other side, Material: HDPE | 360.0000 | 0 | 0 |  | 0 |  | 162543
162543 | PWO26-02-00037 | 2026-02-06 00:00:00.000 | 2026-02-27 00:00:00.000 | 2080160400000 | 360.00 | planning | 0300260100000 | Hose & Nozzle (New) Assembly - For 9kg ABC SP/Cart, Inlet: 1/4" X 19BSPF Male Thread (Chrome Plated), Outlet: Nozzle Orifice = 8.5mm (+/- 0.5mm), Hose Specs: Black Braided PVC, I/D 12.5mm x Thk 3.25mm x L530mm(+3/-0mm), with Min Burst 750PSI, Material Of Nozzle: Black PP Plastic, Printing On Hose: "Max Working Pressure 15.5Bar, Test Pressure 23Bar" | 360.0000 | 0 | 0 |  | 0 |  | 162543
162543 | PWO26-02-00037 | 2026-02-06 00:00:00.000 | 2026-02-27 00:00:00.000 | 2080160400000 | 360.00 | planning | 0306580000000 | Plastic Skirting - Dia 181mm, Big (For 6/9kg FX ) | 360.0000 | 0 | 0 |  | 0 |  | 162543
162543 | PWO26-02-00037 | 2026-02-06 00:00:00.000 | 2026-02-27 00:00:00.000 | 2080160400000 | 360.00 | planning | 0301310300000 | Stored Pressure Valve Complete For Powder FX - M30 x 1.5 c/w 23mm Pressure Gauge (03000200) & SS Safety Pin, Handle Black Colour, Material: EN12165 CuZn40Pb2 Brass | 360.0000 | 0 | 0 |  | 0 |  | 162543
162543 | PWO26-02-00037 | 2026-02-06 00:00:00.000 | 2026-02-27 00:00:00.000 | 2080160400000 | 360.00 | planning | 0307160000000 | Setsco Label - Fire Extinguisher (ABC Powder) | 360.0000 | 0 | 0 |  | 0 |  | 162543
162543 | PWO26-02-00037 | 2026-02-06 00:00:00.000 | 2026-02-27 00:00:00.000 | 2080160400000 | 360.00 | planning | 0315160000000 | Label - COMBAT Logo Only (Blue) For 6/9 kg ABC FX, 225mm x 48mm, Blue (RAL 5002) Base c/w White Silkscreen (Reverse Print) - 1 Color, Material: White Vinyl | 360.0000 | 0 | 0 |  | 0 |  | 162543
162544 | PWO26-02-00038 | 2026-02-06 00:00:00.000 | 2026-02-27 00:00:00.000 | 2080130200000 | 1000.00 | planning | 0302160000000 | Hook Bracket HB-54 - (For 2ltr WM, 4/4.5kg ABC,4kg Halotron), 54mm x 2.5mm, Chrome Plated, Mild Steel | 1000.0000 | 0 | 0 |  | 0 |  | 162544
162544 | PWO26-02-00038 | 2026-02-06 00:00:00.000 | 2026-02-27 00:00:00.000 | 2080130200000 | 1000.00 | planning | 0306570000000 | Plastic Skirting - Dia 136mm, Small (For 4/4.5kg FX) | 1000.0000 | 0 | 0 |  | 0 |  | 162544
162544 | PWO26-02-00038 | 2026-02-06 00:00:00.000 | 2026-02-27 00:00:00.000 | 2080130200000 | 1000.00 | planning | 0307160000000 | Setsco Label - Fire Extinguisher (ABC Powder) | 1000.0000 | 0 | 0 |  | 0 |  | 162544
162544 | PWO26-02-00038 | 2026-02-06 00:00:00.000 | 2026-02-27 00:00:00.000 | 2080130200000 | 1000.00 | planning | 0300690000000 | Gas- Compressed Nitrogen 99.99% | 80.0000 | 0 | 0 |  | 0 |  | 162544
162544 | PWO26-02-00038 | 2026-02-06 00:00:00.000 | 2026-02-27 00:00:00.000 | 2080130200000 | 1000.00 | planning | 0315150000000 | Label - COMBAT Logo Only (Blue) For 2/3/4kg ABC FX, 180mm x 40mm, Blue (RAL 5002) Base c/w White Silkscreen (Reverse Print) - 1 Color, Material: White Vinyl | 1000.0000 | 0 | 0 |  | 0 |  | 162544
162544 | PWO26-02-00038 | 2026-02-06 00:00:00.000 | 2026-02-27 00:00:00.000 | 2080130200000 | 1000.00 | planning | 0302470000000 | Fire Extinguishing Powder - ABC40 (1000kg/ Sack) | 4000.0000 | 0 | 0 |  | 0 |  | 162544
162544 | PWO26-02-00038 | 2026-02-06 00:00:00.000 | 2026-02-27 00:00:00.000 | 2080130200000 | 1000.00 | planning | 0301310300000 | Stored Pressure Valve Complete For Powder FX - M30 x 1.5 c/w 23mm Pressure Gauge (03000200) & SS Safety Pin, Handle Black Colour, Material: EN12165 CuZn40Pb2 Brass | 1000.0000 | 0 | 0 |  | 0 |  | 162544
162544 | PWO26-02-00038 | 2026-02-06 00:00:00.000 | 2026-02-27 00:00:00.000 | 2080130200000 | 1000.00 | planning | 0300250100000 | Hose & Nozzle (New) Assembly - For 4kg/4.5kg FX, L440mm (+3/-0mm) x I/D 12.5mm x THK 3.25mm, Inlet: 1/4" X 19BSPF Male Thread (Chrome Plated),Outlet: Nozzle Orifice = 5mm (+/- 0.5mm),Hose Specs: Black Braided PVC with Min Burst 750PSI, Material Of Nozzle: Black PP Plastic,Printing On Hose: "Max Working Pressure 15.5Bar, Test Pressure 23Bar" | 1000.0000 | 0 | 0 |  | 0 |  | 162544
162544 | PWO26-02-00038 | 2026-02-06 00:00:00.000 | 2026-02-27 00:00:00.000 | 2080130200000 | 1000.00 | planning | 0303680000000 | Syphon Tube - For 2.0kg/4.0kg ABC FX, O/D 16mm (0/-0.15) x Thk 2.4mm x Length 347mm +3/-0 c/w Thread 5/8"-18UNF on one side, 45deg Cut on other side, Material: HDPE | 1000.0000 | 0 | 0 |  | 0 |  | 162544
162544 | PWO26-02-00038 | 2026-02-06 00:00:00.000 | 2026-02-27 00:00:00.000 | 2080130200000 | 1000.00 | planning | 0309780000000 | Empty Cylinder - Size 4kg (Vol. 4.7L) For ABC/Halotron SP, Red Colour | 1000.0000 | 0 | 0 |  | 0 |  | 162544
162545 | PWO26-02-00039 | 2026-02-06 00:00:00.000 | 2026-02-11 00:00:00.000 | 7080071624001 | 1.00 | planning | 7080071621003 | 595mm(L)x595mm(H)x295mm(D)x1.5mm, Cabinet For Breeching Inlet 4 Way Recess, 'Sprinkler Breeching Inlet', Red Colour, Spring Lock, 6mm Wire Glass, BS5041-5, Material : EG | 1.0000 | 0 | 0 |  | 0 |  | 162545
162546 | PWO26-02-00040 | 2026-02-06 00:00:00.000 | 2026-02-25 00:00:00.000 | 0306630000000 | 1800.00 | in_progress | 0302360000000 | Gas - Welding Gas (Mixed Gas), Ar/Mix | 90.0000 | 0 | 0 |  | 0 |  | 162546
162546 | PWO26-02-00040 | 2026-02-06 00:00:00.000 | 2026-02-25 00:00:00.000 | 0306630000000 | 1800.00 | in_progress | 0303511100000 | Cold Rolled Sheet - 1.5mm x 920mm x 295mm, For 2kg Cyl Only (1.5Cyl/ Sheet), 3.1957kg/Sheet, Material: JIS G3141 SPCD-SD/ SPCC-SD | 1200.0600 | 0 | 0 |  | 0 |  | 162546
162546 | PWO26-02-00040 | 2026-02-06 00:00:00.000 | 2026-02-25 00:00:00.000 | 0306630000000 | 1800.00 | in_progress | 0300720000000 | Neck Ring - I/D M30 x 1.5mm (For Portable SP FX ), Material: GB8162-99/ GB/T3639-2008, Mild Steel Grade 20, Marking = L PT27Bar Year Batch No | 1800.0000 | 0 | 0 |  | 0 |  | 162546
162546 | PWO26-02-00040 | 2026-02-06 00:00:00.000 | 2026-02-25 00:00:00.000 | 0306630000000 | 1800.00 | in_progress | 0303010000000 | Powder Coat - Red Powder, 20kg/Carton, To RAL3000, Outdoor Color, Normal Gloss | 90.0000 | 0 | 0 |  | 0 |  | 162546
162546 | PWO26-02-00040 | 2026-02-06 00:00:00.000 | 2026-02-25 00:00:00.000 | 0306630000000 | 1800.00 | in_progress | 0301070000000 | Welding Wire - 1.0mm, Mig Wire, AWS A5.18 ER70S-6, (15kg/Coil) | 180.0000 | 0 | 0 |  | 0 |  | 162546
162546 | PWO26-02-00040 | 2026-02-06 00:00:00.000 | 2026-02-25 00:00:00.000 | 0306630000000 | 1800.00 | in_progress | 0302340000000 | Zinc Phosphate - Bonderite 880 MU (35kg/ Drum) | 36.0000 | 0 | 0 |  | 0 |  | 162546
162546 | PWO26-02-00040 | 2026-02-06 00:00:00.000 | 2026-02-25 00:00:00.000 | 0306630000000 | 1800.00 | in_progress | 0302350000000 | PCE- Perchloroethylene (Degreasing Oil) | 126.0000 | 0 | 0 |  | 0 |  | 162546
162555 | PWO26-02-00041 | 2026-02-07 00:00:00.000 | 2026-03-30 00:00:00.000 | 2080150000001 | 1000.00 | planning | 0300250300000 | Hose & Nozzle (New) Assembly - For 6kg FX, L440mm (+3/-0mm) x I/D 12.5mm x Thk 3.25mm, Inlet: 1/4" X 19BSPF Male Thread (Chrome Plated), Outlet: Nozzle Orifice = 7mm (+/- 0.5mm), Hose Specs: Black Braided PVC with Min Burst 750PSI, Material Of Nozzle: Black PP Plastic, Printing On Hose: "Max Working Pressure 15.5Bar, Test Pressure 23Bar" | 1000.0000 | 1533894 | 1533894 | SO965579 | 57032 | SWO26-02-0004 | 162555
162555 | PWO26-02-00041 | 2026-02-07 00:00:00.000 | 2026-03-30 00:00:00.000 | 2080150000001 | 1000.00 | planning | 0305140000000 | Carton Box - L197 x W197 x H535mm, Material: T150/M/T150 D/W Horizontal Fluting, For 6kg FX (C-6ASE/Q-6SP/C-6FSE/C-6WSE/C-6ACE/C-6KSE), | 1000.0000 | 1533894 | 1533894 | SO965579 | 57032 | SWO26-02-0004 | 162555
162555 | PWO26-02-00041 | 2026-02-07 00:00:00.000 | 2026-03-30 00:00:00.000 | 2080150000001 | 1000.00 | planning | 0309790000000 | Empty Cylinder - Size 6kg (Vol. 8.7L) For ABC/Halotron SP, Red Colour | 1000.0000 | 1533894 | 1533894 | SO965579 | 57032 | SWO26-02-0004 | 162555
162555 | PWO26-02-00041 | 2026-02-07 00:00:00.000 | 2026-03-30 00:00:00.000 | 2080150000001 | 1000.00 | planning | 0318830000000 | Fire Extinguishing Powder - ABC90 | 6000.0000 | 1533894 | 1533894 | SO965579 | 57032 | SWO26-02-0004 | 162555
162555 | PWO26-02-00041 | 2026-02-07 00:00:00.000 | 2026-03-30 00:00:00.000 | 2080150000001 | 1000.00 | planning | 0303240000000 | Syphon Tube - For 6.0kg ABC FX, O/D 16mm (0/-0.15) x Thk 2.4mm x Length 385mm +/-3mm c/w Thread 5/8"-18UNF on one side, 45deg Cut on other side, Material: HDPE | 1000.0000 | 1533894 | 1533894 | SO965579 | 57032 | SWO26-02-0004 | 162555
162555 | PWO26-02-00041 | 2026-02-07 00:00:00.000 | 2026-03-30 00:00:00.000 | 2080150000001 | 1000.00 | planning | 0301310300000 | Stored Pressure Valve Complete For Powder FX - M30 x 1.5 c/w 23mm Pressure Gauge (03000200) & SS Safety Pin, Handle Black Colour, Material: EN12165 CuZn40Pb2 Brass | 1000.0000 | 1533894 | 1533894 | SO965579 | 57032 | SWO26-02-0004 | 162555
162555 | PWO26-02-00041 | 2026-02-07 00:00:00.000 | 2026-03-30 00:00:00.000 | 2080150000001 | 1000.00 | planning | 0300690000000 | Gas- Compressed Nitrogen 99.99% | 110.0000 | 1533894 | 1533894 | SO965579 | 57032 | SWO26-02-0004 | 162555
162555 | PWO26-02-00041 | 2026-02-07 00:00:00.000 | 2026-03-30 00:00:00.000 | 2080150000001 | 1000.00 | planning | 0315160000000 | Label - COMBAT Logo Only (Blue) For 6/9 kg ABC FX, 225mm x 48mm, Blue (RAL 5002) Base c/w White Silkscreen (Reverse Print) - 1 Color, Material: White Vinyl | 1000.0000 | 1533894 | 1533894 | SO965579 | 57032 | SWO26-02-0004 | 162555
162555 | PWO26-02-00041 | 2026-02-07 00:00:00.000 | 2026-03-30 00:00:00.000 | 2080150000001 | 1000.00 | planning | 0306580000000 | Plastic Skirting - Dia 181mm, Big (For 6/9kg FX ) | 1000.0000 | 1533894 | 1533894 | SO965579 | 57032 | SWO26-02-0004 | 162555
162555 | PWO26-02-00041 | 2026-02-07 00:00:00.000 | 2026-03-30 00:00:00.000 | 2080150000001 | 1000.00 | planning | 0302170000000 | Hook Bracket HB-74 - (For 6/9 kg ABC, 6/9Ltr Water/Foam, 6kg Halotron), 74mm x 3.0mm, Chrome Plated, Mild Steel | 1000.0000 | 1533894 | 1533894 | SO965579 | 57032 | SWO26-02-0004 | 162555
162556 | PWO26-02-00042 | 2026-02-07 00:00:00.000 | 2026-03-04 00:00:00.000 | 2080233000001 | 1.00 | planning | 0300320000000 | 6M CO2 High Pressure Hose c/w Fittings | 1.0000 | 1533953 | 1533953 | SO965597 | 57033 | SWO26-02-0005 | 162556
162556 | PWO26-02-00042 | 2026-02-07 00:00:00.000 | 2026-03-04 00:00:00.000 | 2080233000001 | 1.00 | planning | 0302391100000 | 30kg CO2 Cylinder c/w Turn Valve with Safety Pin, Valve Cap, Syphone Tube & 30kg CO2 Gas Refill, Red Color, Cylinder Ø229mm±2.29 x Ht 1500mm±30, Material: 34CrMo4 | 1.0000 | 1533953 | 1533953 | SO965597 | 57033 | SWO26-02-0005 | 162556
162556 | PWO26-02-00042 | 2026-02-07 00:00:00.000 | 2026-03-04 00:00:00.000 | 2080233000001 | 1.00 | planning | 0315170000000 | Label - Combat Logo Only (Black) For 2/5 kg CO2 FX, 225mm x 48mm, Black (RAL 9005) Base c/w White Silkscreen (Reverse Print) - 1 Color | 1.0000 | 1533953 | 1533953 | SO965597 | 57033 | SWO26-02-0005 | 162556
162556 | PWO26-02-00042 | 2026-02-07 00:00:00.000 | 2026-03-04 00:00:00.000 | 2080233000001 | 1.00 | planning | 0319500000000 | Hex Bolt - M8 X 50mm, Full Thread, C/w 1 Nut, Material: SS304, For CO2 Trolley | 4.0000 | 1533953 | 1533953 | SO965597 | 57033 | SWO26-02-0005 | 162556
162556 | PWO26-02-00042 | 2026-02-07 00:00:00.000 | 2026-03-04 00:00:00.000 | 2080233000001 | 1.00 | planning | 0322920000000 | Label* - C-30C, 30kg CO2 Stored Pressure Trolley c/w LPCB & Setsco Logo, LPCB Approval No: 501f/02, Fire Rating: 113B, Material: Clear Vinyl c/w 1 Colour White Silkscreen, Size: W190mm x H250mm | 1.0000 | 1533953 | 1533953 | SO965597 | 57033 | SWO26-02-0005 | 162556
162556 | PWO26-02-00042 | 2026-02-07 00:00:00.000 | 2026-03-04 00:00:00.000 | 2080233000001 | 1.00 | planning | 0302390900000 | Trolley For 20kg/25kg/30kg CO2 c/w 16" Wheel, Red Color | 1.0000 | 1533953 | 1533953 | SO965597 | 57033 | SWO26-02-0005 | 162556
162556 | PWO26-02-00042 | 2026-02-07 00:00:00.000 | 2026-03-04 00:00:00.000 | 2080233000001 | 1.00 | planning | 0300040400000 | Horn Only - Round For CO2 Trolley c/w M16 x1.5 Hose Adaptor, Black Color | 1.0000 | 1533953 | 1533953 | SO965597 | 57033 | SWO26-02-0005 | 162556
162556 | PWO26-02-00042 | 2026-02-07 00:00:00.000 | 2026-03-04 00:00:00.000 | 2080233000001 | 1.00 | planning | 0313020000000 | CO2 Valve - Squeeze Lever Controllable Valve For CO2 Trolley Use, Nickel Chrome Body c/w Stainless Steel Handle | 1.0000 | 1533953 | 1533953 | SO965597 | 57033 | SWO26-02-0005 | 162556
162560 | PWO26-02-00043 | 2026-02-07 00:00:00.000 | 2026-02-27 00:00:00.000 | 2080160000000 | 50.00 | planning | 0303250000000 | Syphon Tube - For 9.0kg ABC FX, O/D 16mm (0/-0.15) x Thk 2.4mm x Length 488mm +/-3mm c/w Thread 5/8"-18UNF on one side, 45deg Cut on other side, Material: HDPE | 50.0000 | 1534178 | 1534178 | SO965642 | 57035 | SWO26-02-0007 | 162560
162560 | PWO26-02-00043 | 2026-02-07 00:00:00.000 | 2026-02-27 00:00:00.000 | 2080160000000 | 50.00 | planning | 0306580000000 | Plastic Skirting - Dia 181mm, Big (For 6/9kg FX ) | 50.0000 | 1534178 | 1534178 | SO965642 | 57035 | SWO26-02-0007 | 162560
162560 | PWO26-02-00043 | 2026-02-07 00:00:00.000 | 2026-02-27 00:00:00.000 | 2080160000000 | 50.00 | planning | 0300260100000 | Hose & Nozzle (New) Assembly - For 9kg ABC SP/Cart, Inlet: 1/4" X 19BSPF Male Thread (Chrome Plated), Outlet: Nozzle Orifice = 8.5mm (+/- 0.5mm), Hose Specs: Black Braided PVC, I/D 12.5mm x Thk 3.25mm x L530mm(+3/-0mm), with Min Burst 750PSI, Material Of Nozzle: Black PP Plastic, Printing On Hose: "Max Working Pressure 15.5Bar, Test Pressure 23Bar" | 50.0000 | 1534178 | 1534178 | SO965642 | 57035 | SWO26-02-0007 | 162560
162560 | PWO26-02-00043 | 2026-02-07 00:00:00.000 | 2026-02-27 00:00:00.000 | 2080160000000 | 50.00 | planning | 0305150000000 | Carton Box - L197 x W197 x H625mm,9.0Kg ABC/ 9Ltrs Water/ 9Ltrs Foam/ 12Kg ABC FX,T150/M/T150 D/W Horizontal Fluting,Printing: Model: C-9ASE/ Model: C-9FSE/ Model C-9WSE/ Model: C-12ASE, C-9ACE | 50.0000 | 1534178 | 1534178 | SO965642 | 57035 | SWO26-02-0007 | 162560
162560 | PWO26-02-00043 | 2026-02-07 00:00:00.000 | 2026-02-27 00:00:00.000 | 2080160000000 | 50.00 | planning | 0309810000000 | Empty Cylinder - Size 9kg (Vol. 11.1L) For ABC/Purple K SP, Red Colour | 50.0000 | 1534178 | 1534178 | SO965642 | 57035 | SWO26-02-0007 | 162560
162560 | PWO26-02-00043 | 2026-02-07 00:00:00.000 | 2026-02-27 00:00:00.000 | 2080160000000 | 50.00 | planning | 0302170000000 | Hook Bracket HB-74 - (For 6/9 kg ABC, 6/9Ltr Water/Foam, 6kg Halotron), 74mm x 3.0mm, Chrome Plated, Mild Steel | 50.0000 | 1534178 | 1534178 | SO965642 | 57035 | SWO26-02-0007 | 162560
162560 | PWO26-02-00043 | 2026-02-07 00:00:00.000 | 2026-02-27 00:00:00.000 | 2080160000000 | 50.00 | planning | 0301310300000 | Stored Pressure Valve Complete For Powder FX - M30 x 1.5 c/w 23mm Pressure Gauge (03000200) & SS Safety Pin, Handle Black Colour, Material: EN12165 CuZn40Pb2 Brass | 50.0000 | 1534178 | 1534178 | SO965642 | 57035 | SWO26-02-0007 | 162560
162560 | PWO26-02-00043 | 2026-02-07 00:00:00.000 | 2026-02-27 00:00:00.000 | 2080160000000 | 50.00 | planning | 0300690000000 | Gas- Compressed Nitrogen 99.99% | 5.5000 | 1534178 | 1534178 | SO965642 | 57035 | SWO26-02-0007 | 162560
162560 | PWO26-02-00043 | 2026-02-07 00:00:00.000 | 2026-02-27 00:00:00.000 | 2080160000000 | 50.00 | planning | 0318830000000 | Fire Extinguishing Powder - ABC90 | 450.0000 | 1534178 | 1534178 | SO965642 | 57035 | SWO26-02-0007 | 162560
162561 | PWO26-02-00044 | 2026-02-07 00:00:00.000 | 2026-02-26 00:00:00.000 | 7080020900000 | 1.00 | planning | 0307400000000 | Lock And Key 20mm Cam Lock - Key Alike | 1.0000 | 1533965 | 1533965 | SO965599 | 57034 | SWO26-02-0006 | 162561
162561 | PWO26-02-00044 | 2026-02-07 00:00:00.000 | 2026-02-26 00:00:00.000 | 7080020900000 | 1.00 | planning | 0303090000000 | Nut - M5 G.I. Hex Nut For Cabinets | 4.0000 | 1533965 | 1533965 | SO965599 | 57034 | SWO26-02-0006 | 162561
162561 | PWO26-02-00044 | 2026-02-07 00:00:00.000 | 2026-02-26 00:00:00.000 | 7080020900000 | 1.00 | planning | 0308072100000 | 260Mm(L)X200Mm(D)X610Mm(H)X1.2Mm,Wall Mounted, Weather Proof, Lockable Fx Cabinet(For 4Kg Abc, 4Kg Halotron ,2Kg Co2),Empty Complete,Red Colour,,Lock & Key, Break Glass, U-Rubber At All Glass,,Electro Galvanised Steel | 1.0000 | 1533965 | 1533965 | SO965599 | 57034 | SWO26-02-0006 | 162561
162561 | PWO26-02-00044 | 2026-02-07 00:00:00.000 | 2026-02-26 00:00:00.000 | 7080020900000 | 1.00 | planning | 0305450000000 | Rubber Gasket - #36340 (For Cabinet Break Glass ), Black Color | 1.0000 | 1533965 | 1533965 | SO965599 | 57034 | SWO26-02-0006 | 162561
162561 | PWO26-02-00044 | 2026-02-07 00:00:00.000 | 2026-02-26 00:00:00.000 | 7080020900000 | 1.00 | planning | 0305470000000 | U Shape Rubber Gasket - 1.5mm (Gap) X 4.5mm Ht X 500Ft/ Coil | 0.0100 | 1533965 | 1533965 | SO965599 | 57034 | SWO26-02-0006 | 162561
162561 | PWO26-02-00044 | 2026-02-07 00:00:00.000 | 2026-02-26 00:00:00.000 | 7080020900000 | 1.00 | planning | 0304820000000 | Bracket - Glass Bracket Holder For Cabinet, Material: 1.2mm EG | 3.0000 | 1533965 | 1533965 | SO965599 | 57034 | SWO26-02-0006 | 162561
162561 | PWO26-02-00044 | 2026-02-07 00:00:00.000 | 2026-02-26 00:00:00.000 | 7080020900000 | 1.00 | planning | 0304960000000 | Plain Glass - 3mm x 320mm x 155mm – View Glass for 2.0kg EG Cabinet (Door Outside) | 1.0000 | 1533965 | 1533965 | SO965599 | 57034 | SWO26-02-0006 | 162561
162561 | PWO26-02-00044 | 2026-02-07 00:00:00.000 | 2026-02-26 00:00:00.000 | 7080020900000 | 1.00 | planning | 0304820100000 | Bracket - Glass Bracket Holder For Cabinet c/w Hanger, Material: 1.2mm EG | 1.0000 | 1533965 | 1533965 | SO965599 | 57034 | SWO26-02-0006 | 162561
162561 | PWO26-02-00044 | 2026-02-07 00:00:00.000 | 2026-02-26 00:00:00.000 | 7080020900000 | 1.00 | planning | 0304980000000 | Plain Glass - 2mm x 101mm x 101mm - Break Glass For Cabinets | 1.0000 | 1533965 | 1533965 | SO965599 | 57034 | SWO26-02-0006 | 162561
162562 | PWO26-02-00045 | 2026-02-07 00:00:00.000 | 2026-02-14 00:00:00.000 | 0308072100000 | 1.00 | planning | 0305420000000 | Electro Galvanised Steel Sheet - 1.2mm x 1219mm x 2438mm, JIS G3313 SECC Anti-Fingerprint, 28.1144kg/pcs | 0.3500 | 1533965 | 1533965 | SO965599 | 57034 | SWO26-02-0006 | 162562
162562 | PWO26-02-00045 | 2026-02-07 00:00:00.000 | 2026-02-14 00:00:00.000 | 0308072100000 | 1.00 | planning | 0303010000000 | Powder Coat - Red Powder, 20kg/Carton, To RAL3000, Outdoor Color, Normal Gloss | 0.1500 | 1533965 | 1533965 | SO965599 | 57034 | SWO26-02-0006 | 162562
162562 | PWO26-02-00045 | 2026-02-07 00:00:00.000 | 2026-02-14 00:00:00.000 | 0308072100000 | 1.00 | planning | 0304890000000 | Hinge - Detachable Hinge M.S. Without Bending Line (For All Door Outside Cabinets), Material: Mild Steel | 2.0000 | 1533965 | 1533965 | SO965599 | 57034 | SWO26-02-0006 | 162562
162562 | PWO26-02-00045 | 2026-02-07 00:00:00.000 | 2026-02-14 00:00:00.000 | 0308072100000 | 1.00 | planning | 0305560000000 | CD Stud - M5 X 12mm, Copper Plated Mild Steel, Material: Steel 4.8 | 4.0000 | 1533965 | 1533965 | SO965599 | 57034 | SWO26-02-0006 | 162562
162563 | PWO26-02-00046 | 2026-02-07 00:00:00.000 | 2026-02-27 00:00:00.000 | 7080290700000 | 1.00 | planning | 0303090000000 | Nut - M5 G.I. Hex Nut For Cabinets | 6.0000 | 1534215 | 1534215 | SO965649 | 57037 | SWO26-02-0009 | 162563
162563 | PWO26-02-00046 | 2026-02-07 00:00:00.000 | 2026-02-27 00:00:00.000 | 7080290700000 | 1.00 | planning | 0305000200000 | Wire Glass - 6mm x 475mm x 535mm For 4Way Recess BI To BS5041 | 1.0000 | 1534215 | 1534215 | SO965649 | 57037 | SWO26-02-0009 | 162563
162563 | PWO26-02-00046 | 2026-02-07 00:00:00.000 | 2026-02-27 00:00:00.000 | 7080290700000 | 1.00 | planning | 0304820000000 | Bracket - Glass Bracket Holder For Cabinet, Material: 1.2mm EG | 6.0000 | 1534215 | 1534215 | SO965649 | 57037 | SWO26-02-0009 | 162563
162563 | PWO26-02-00046 | 2026-02-07 00:00:00.000 | 2026-02-27 00:00:00.000 | 7080290700000 | 1.00 | planning | 0308991300000 | 595mm(H) x 595mm(L) x 100mm(D) x 38mm Frame x 1.5mm - 4 Way Breeching Inlet Frame & Door Empty Complete, Red Colour, Spring Lock, 6mm Wire Glass, BS5041-5, Material : EG Plate | 1.0000 | 1534215 | 1534215 | SO965649 | 57037 | SWO26-02-0009 | 162563
162563 | PWO26-02-00046 | 2026-02-07 00:00:00.000 | 2026-02-27 00:00:00.000 | 7080290700000 | 1.00 | planning | 0307390000000 | Lock - Spring Lock (Brand:Q),Lock Body: Steel c/w Gold Finishing, Lockset & Keys: Stainless Steel Finish | 1.0000 | 1534215 | 1534215 | SO965649 | 57037 | SWO26-02-0009 | 162563
162564 | PWO26-02-00047 | 2026-02-07 00:00:00.000 | 2026-02-14 00:00:00.000 | 0308991300000 | 1.00 | planning | 0304900000000 | Hinge - Detachable Hinge With Bending Line, Non-Weatherproof (For All Door Inside SS Cabinets), Stainless Steel SS304 | 2.0000 | 1534215 | 1534215 | SO965649 | 57037 | SWO26-02-0009 | 162564
162564 | PWO26-02-00047 | 2026-02-07 00:00:00.000 | 2026-02-14 00:00:00.000 | 0308991300000 | 1.00 | planning | 0305560000000 | CD Stud - M5 X 12mm, Copper Plated Mild Steel, Material: Steel 4.8 | 6.0000 | 1534215 | 1534215 | SO965649 | 57037 | SWO26-02-0009 | 162564
162564 | PWO26-02-00047 | 2026-02-07 00:00:00.000 | 2026-02-14 00:00:00.000 | 0308991300000 | 1.00 | planning | 0303600500000 | Electro Galvanised Steel Sheet - 1.5mm x 1219mm x 2438mm, JIS G3313 SECC, 35.1133kg/pcs | 0.1900 | 1534215 | 1534215 | SO965649 | 57037 | SWO26-02-0009 | 162564
162564 | PWO26-02-00047 | 2026-02-07 00:00:00.000 | 2026-02-14 00:00:00.000 | 0308991300000 | 1.00 | planning | 0304800000000 | EG Bracket - Spring Lock Bracket (MS Cabinet), | 1.0000 | 1534215 | 1534215 | SO965649 | 57037 | SWO26-02-0009 | 162564
162564 | PWO26-02-00047 | 2026-02-07 00:00:00.000 | 2026-02-14 00:00:00.000 | 0308991300000 | 1.00 | planning | 0303010000000 | Powder Coat - Red Powder, 20kg/Carton, To RAL3000, Outdoor Color, Normal Gloss | 0.0800 | 1534215 | 1534215 | SO965649 | 57037 | SWO26-02-0009 | 162564
162565 | PWO26-02-00048 | 2026-02-07 00:00:00.000 | 2026-02-23 00:00:00.000 | 0308930000000 | 5.00 | in_progress | 0300810000000 | 3/4" Hose Reel Armset Assembly c/w Holes,Red Color | 5.0000 | 1533089 | 1533089 | SO965379 | 57036 | SWO26-02-0008 | 162565
162565 | PWO26-02-00048 | 2026-02-07 00:00:00.000 | 2026-02-23 00:00:00.000 | 0308930000000 | 5.00 | in_progress | 0300540000000 | Drum Washer, Black Color,Material: Plastic | 10.0000 | 1533089 | 1533089 | SO965379 | 57036 | SWO26-02-0008 | 162565
162565 | PWO26-02-00048 | 2026-02-07 00:00:00.000 | 2026-02-23 00:00:00.000 | 0308930000000 | 5.00 | in_progress | 0304740000000 | Label* - 3/4" Manual Hose Reel c/w COMBAT, Model HR-3/4SW, Ø148mm, Working Pressure: 12Bar, To EN671-1:2012, Material: White Vinyl c/w 1 Color Reverse Print - Black Color Base c/w White Wordings | 5.0000 | 1533089 | 1533089 | SO965379 | 57036 | SWO26-02-0008 | 162565
162565 | PWO26-02-00048 | 2026-02-07 00:00:00.000 | 2026-02-23 00:00:00.000 | 0308930000000 | 5.00 | in_progress | 0301270000000 | Drum Plate - Rear, Red Colour, Dia. 525mm, Material: 0.8mm EG | 10.0000 | 1533089 | 1533089 | SO965379 | 57036 | SWO26-02-0008 | 162565
162565 | PWO26-02-00048 | 2026-02-07 00:00:00.000 | 2026-02-23 00:00:00.000 | 0308930000000 | 5.00 | in_progress | 0306470000000 | Drum Holder - Disc And Bar- Manual (Mixed Colour), Length-155mm, Old Description: Drum Holder - Bar (3/4"), 1.2mm EG Plate | 5.0000 | 1533089 | 1533089 | SO965379 | 57036 | SWO26-02-0008 | 162565
162565 | PWO26-02-00048 | 2026-02-07 00:00:00.000 | 2026-02-23 00:00:00.000 | 0308930000000 | 5.00 | in_progress | 0300670000000 | 3/4" Outlet S-Bend Assembly - Fully Assembled & Tested, Material: Aluminum Alloy | 5.0000 | 1533089 | 1533089 | SO965379 | 57036 | SWO26-02-0008 | 162565