## _ ('default_code', '=ilike'
BOM ID | Product Name | Product Code
6420 | 220mm(W) x 175mm(D) x 510mm(H) x 1.2mm - Cabinet For Fire Extinguisher (1,2,3kg ABC, 2kg Halotron), Non-Weather Proof, Lockable,Red Colour, Lock & Key, Viewing Glass, Break Glass, Material : EG | 7080010000000
6423 | 220mm(W)X175mm(D)X510mm(H)X1.2mm,Material: EG,Cabinet For 1,2,3 kg Fire Extinguisher,Non Weatherproof,Lockable,Finishing: White Colour,c/w Lock & Key,Viewing Glass,Break Glass,Standard Wording In Red Colour | 7080010018001
6424 | 220mm(W) x 175mm(D) x 510mm(H) x 1.2mm, Cabinet For Fire Extinguisher (1,2,3kg ABC, 2kg Halotron, 2L Water-Mist), Non Weather Proof, Non Lockable,Red Colour, Thumb Latch Knob, Viewing Glass, Material : EG | 7080010100000
6427 | 220Mm(W)X175Mm(D)X510Mm(H)X1.2Mm,Cabinet For Fire Extinguisher (1,2,3Kg Abc, 2Kg Halotron, 2Ltr Water-Mist),Non Weather Proof, Non Lockable,White Colour (RAL9003),Thumb Latch Knob, Viewing Glass,Material : Eg | 7080010121005
6436 | 220mm(W) X 175mm(D) X 575mm(H) X 1.2mm - Cabinet For Fire Extinguisher (1,2,3Kg ABC, 2Kg Halotron), Weather Proof, Lockable, Red Colour, Lock & Key, Break Glass, U-Rubber At All Glass, Material: EG | 7080010600000
6437 | 220mm(W) X 175mm(D) X 575mm(H) X 1.2mm - Cabinet For Fire Extinguisher (1,2,3Kg ABC, 2Kg Halotron), Weather Proof, Non Lockable,Red Colour, Thumb Latch Knob, U-Rubber At All Glass,,Material: EG | 7080010700000
6442 | Cabinet For Fire Extinguisher (4kg ABC/4kg Hal/2kg CO2)), Red Colour, Non Weather Proof, Lockable with Lock & Key, Viewing Glass, Break Glass, 260mm(L) x 200mm(D) x 540mm(H) x 1.2mm, Material : EG | 7080020000000
6445 | Cabinet For Fire Extinguisher (4kg ABC/4kg Hal/2kg CO2), Red Colour, Non Weather Proof, Non-Lockable with Thumb Latch Knob, Viewing Glass, 260mm(L) x 200mm(D) x 540mm(H) x 1.2mm, Material : EG | 7080020100000
6448 | 260mm(L)X540mm(H)X200mm(D)X1.2mm,Material: EG,4kgs FX Cabinet,Wall Mounted,Non Weatherproof,Non Lockable,Finishing: White Colour,Thumb Latch Knob,Viewing Glass,Standard Wording in Red Colour | 7080020118001
6449 | 260mm(L) x 200mm(D) x 540mm(H) x 30mm(Frame) x 1.2mm, Material: Eg Plate, 4kgs ABC Dry Powder Fire Extinguisher Recess Mounted Cabinet, Marine Paint, RAL 9018 Papyrus White, C/w Plastic Thumb Latch Knob, Viewing Glass, Standard Wording In Red Colour | 7080020124001
6450 | 260mm(L) x 200mm(D) x 540mm(H) x 30mm(Frame) x 1.2mm, Material: Eg Plate, 4kgs ABC Dry Powder Fire Extinguisher Recess Mounted Cabinet, Marine Paint RAL 9004 Signal Black, C/w Plastic Thumb Latch Knob, Viewing Glass, Standard Wording In White Colour | 7080020124002
6451 | 260mm(L)X540mm(H)X200mm(D)X30mm(F)X1.2mm, Material: EG Plate, 4kgs FX Cabinet, Recess Mounted, Non Weatherproof, Non Lockable,Finishing: White Colour(As Per Lingjack Standard White Colour), Thumb Latch Knob, Viewing Glass, Standard Wording in Red Colour | 7080020124003
6463 | 260mm(L) X 200mm(D) X 610mm(H) X 1.2mm - Cabinet For Fire Extinguisher ( 4Kg ABC, 4Kg Halotron, 2Kg CO2), Weather Proof, Lockable,Red Colour, Lock & Key, Break Glass, U-Rubber At All Glass,,Material: EG | 7080020900000
6464 | 260Mm(L)X200Mm(D)X610Mm(H)X1.2Mm,Cabinet For Fire Extinguisher ( 4Kg Abc, 4Kg Halotron, 2Kg Co2),Weather Proof,Lockable,Red Colour,Lock & Key,Break Glass,U-Rubber At All Glass,Self Standing 4 Legs 400mm with Dia 12mm Mounting Holes,Material: Eg | 7080020925001
6465 | 260mm(L) X 200mm(D) X 610mm(H) X 1.2mm - Cabinet For Fire Extinguisher ( 4Kg ABC, 4Kg Halotron, 2Kg CO2), Weather Proof, Non Lockable, Red Colour, Thumb Latch Knob,U-Rubber At All Glass, Material: EG | 7080021000000
6471 | Cabinet For Fire Extinguisher - 6&9kg ABC/ 6kg Halotron/ 2.3kg CO2, Red Colour, Non-Weather Proof, Lockable With Lock & Key, Viewing Glass, Break Glass, 300mm(L) x 220mm(D) x 700mm(H) x 1.2mm, Material : EG | 7080030000000
6474 | Cabinet For Fire Extinguisher (6&9kg ABC, 6kg Halotron & 2.3kg CO2, 6Ltr Water-Mist), Red Colour, Non Weather Proof, Non-Lockable With Thumb Latch Knob, Viewing Glass, 300mm(L) x 220mm(D) x 700mm(H) x 1.2mm, Material: EG | 7080030100000
6477 | 300mm(W)X220mm(D)X700mm(H)X1.2mm,Standing Pole Cabinet for Fire Extinguisher,Red Colour,Non Weather Proof,Non Lockable With Thumb Latch Knob,Viewing Glass,Material: EG, Standing Pole 500mm (H) - Base Mounting Plate, 4 Mounting Holes 220mm(W)X220mm(L) | 7080030123001
6478 | 300mm(W)X220mm(D)X700mm(H)X1.2mm, Standing Pole Cabinet for Fire Extinguisher,Red Colour,Non Weather Proof,Non Lockable With Thumb Latch Knob,Viewing Glass,Material: EG,Standing Pole 260mm (H), Base Mounting Plate 200mm(W)X200mm(L) with 4 Mounting Holes | 7080030125002
6479 | 310mm(W)X400Mm(D)X970mm(H)X30mm(Frame)x1.2mm,Recess Cabinet For Fire Extinguisher , Non Weather Proof, Rectangle Push Lock, Material : EG , White RAL 9003, Standard wording in red | 7080030125003
6485 | 300mm(L) X 220mm(D )X 770mm(H) X 1.2mm - Cabinet For Fire Extinguisher ( 6 & 9Kg ABC, 6Kg Halotron, 2.3Kg CO2), Weather Proof, Lockable,Red Colour, Lock & Key, Break Glass, U-Rubber At All Glass, Material: EG | 7080030600000
6486 | 300Mm(L)X220Mm(D)X770Mm(H)X1.2Mm,Cabinet For Fire Extinguisher ( 6 & 9Kg Abc, 6Kg Halotron, 2.3Kg Co2), Weather Proof, Lockable,Red Colour,,Lock & Key, Break Glass, U-Rubber At All Glass,,Material: Eg, Model : C-L1MW c/w 6L Fluorine Free Lithium Ion Battery Fire Extinguisher C/w TUV Approval EN3 & NTA 8133, Fire Rating 13A, 34B, 75F & Li 600Wh, Hook Bracket 74, (Dwg No. 20809272), Model : C-6LISE | 7080030624001
6487 | 300mm(L) X 220mm(D) X 770mm(H) X 1.2mm, Cabinet For Fire Extinguisher ( 6 & 9Kg ABC 6Kg Halotron, 2.3Kg CO2), Weather Proof, Non Lockable, Red Colour, Thumb Latch Knob, U-Rubber At All Glass, Material: EG | 7080030700000
6488 | 300mm(W)X220mm(D)X770mm(H)X1.2mm,Standing Pole Cabinet for Fire Extinguisher,Red Colour,Weather Proof,Non Lockable With Thumb Latch Knob,Viewing Glass,Material: EG,Standing Pole 500mm (H), Base Mounting Plate-220mm(W)X220mm(L) 4 Mounting Holes. | 7080030724001
6489 | 350mm(L) X 400mm(D) X 800mm(H) X 1.5mm, Cabinet For Air Compressor Outside Wall Mount, Non Weather Proof c/w Roof & Ventilation Holes, Below is Opening, Non Lockable, Red Colour, Thumb Latch Knob, Material: EG | 7080030725001
6494 | 300Mm(L)X220Mm(D)X770Mm(H)X1.0Mm, Cabinet For Fire Extinguisher (6 & 9Kg Abc, 6Kg Halotron), Weather Proof, Non Lockable,Hairline Finish, Thumb Latch Knob,U-Rubber At All Glass, 4 Nos Of Legs (150mm), Material: Ss304, | 7080031424001
6495 | 800mm(H) x 800mm(W) x 361mm(D) x 1.2mm Hose Reel Cabinet - Wall Mounted, Non Weather Proof, Lockable, Red Colour, Lock & Key, Viewing Glass, Break Glass, Back Of Cabinet Is Not Fully Covered Up. Standard Wordings in White Colour, Material: EG | 7080050000000
6496 | 800mm(H) x 800mm(W) x 361mm(D) x 1.2mm Hose Reel Cabinet - Wall Mounted, Non Weatherproof, Lockable, Red Colour, Lock & Key, Break Glass, Viewing Glass, Back of Cabinet Covered Up, Standard Wording in White Colour c/w 25mm x 30m Manual Swing Standard Hose Reel (Com No. 8080010000006), Material: EG | 7080050022001
6497 | 800mm(H) x 800mm(W) x 361mm(D) x 1.2mm Hose Reel Cabinet - Wall Mounted, Non Weatherproof, Lockable, Red Colour, Lock & Key, Viewing Glass, Break Glass, Back of Cabinet Covered Up, Standard Wording in White Colour, Material: EG complete with 1" X 30m HP Hose Reel, Swing L-Bracket, Drum 585mm X 180mm, LG2 Double Waterway(Right), C/W MED, EN694 High Pressure Hose, C18 Jet/Spray Nozzle, Inlet: 1" NST(F), BS EN671-1, Material: SS316 | 7080050023001
6498 | Cabinet For Hose Reel - Wall Mounted, Red Colour, Non-Weather Proof, Non-Lockable With Thumb Latch Knob, Viewing Glass, Back Of Cabinet Not Fully Covered Up, 800mm(H) x 800mm(L) x 361mm(D) x 1.2mm, Material: EG | 7080050100000
6499 | 800mm(W)X800mm(H)X361mm(D)X1.2mm,Material: EG,Self Standing Hose Reel Cabinet,Non Lockable,Non weather Proof,c/w Thumb Latch Knob,Viewing Glass, 4 Nos Legs (150mm) With Hole,Back Of Cabinet Fully Covered Up,Standard Wording In White | 7080050118002
6500 | 800Mm(W)X800Mm(H)X361Mm(D)X1.2MM,Material: EG,Hose Reel Cabinet,Wall Mounted,Non Lockable,Non Weatherproof,Red Colour,Thumb Latch Knob,Viewing Glass,Door Opening From Right To Left,Back Of Cabinet Is Not Fully Cover Up,Standard Wording In White Colour | 7080050118015
6501 | 800mm(W)X800mm(H)X361mm(D)X1.2mm,Material: EG,Self Standing Hose Reel Cabinet,Non Lockable,Non Weatherproof,Thumb Latch Knob,Viewing Glass,4 Nos Legs (300mm) With Hole,Back Of Cabinet Fully Covered Up,Standard Wording In White | 7080050121001
6502 | 800mm(W)X800mm(H)X361mm(D)X1.2mm,Material: EG,Hose Reel Cabinet,Wall Mounted,Non Lockable,Non Weatherproof, White Colour,Thumb Latch Knob,Viewing Glass,Back Of The Cabinet Is Fully Cover Up,Standard Wording In Red Colour | 7080050123002
6503 | Cabinet For Hose Reel - Floor Mounted, Red Colour,Non- Weather Proof, Non-Lockable With Thumb Latch Knob, Viewing Glass, Back Of Cabinet Is Fully Covered Up, 800mm(H) x 800mm(L) x 361mm(D) x 1.2mm, Material: EG | 7080050123004
6504 | 800mm(H) x 750mm(L) x 361mm(D) x 1.2mm, Cabinet For Hose Reel - Wall Mounted, Red Colour, Non-Weather Proof, Non-Lockable With Thumb Latch Knob, Viewing Glass, Back Of Cabinet Not Fully Covered Up, Material: EG | 7080050125001
6510 | 800mm(W) x 800mm(H) x 361mm(D) x 1.0mm, Hose Reel Cabinet Self Standing Legs (150mm each), Non Weatherproof, Non Lockable, Hairline Finishing, Thumb Latch Knob, Viewing Glass, Back Is Fully Cover Up, Standard Wording In Red Colour, Material: SS304 | 7080050422007
6514 | 800mm(H) x 800mm(L) x 361mm(D) x Overall Thk 1.6mm Cabinet For Hose Reel, Wall Mounted, Non Weather Proof, Lockable, (HDB), Red Colour, Spring Lock, Tempered Viewing Glass, Handle, Back Of Cabinet Is Not Fully Covered Up, Material: EG | 7080050700000
6515 | 800mm(W)X800mm(H)X361mm(D)X1.6mm,Hose Reel Cabinet,Wall Mounted,Non Weatherproof,Lockable,HDB,Red Colour,Spring Lock,Door Open From Right to Left,Tempered Viewing Glass,Handle,Back Of Cabinet Is Not Fully Covered Up,Material: EG | 7080050718002
6516 | 750m(H)X750mm(L)X361mm(D)X1.5mm,Cabinet For Hose Reel,Wall Mounted,Non Weatherproof,Lockable,(HDB),Red Colour,Spring Lock,Tempered Glass,Handle,Back Of Cabinet Is Not Fully Covered Up,Material: EG | 7080050725001
6517 | 800mm(W) X 800mm(H) X 100mm(D) X 30mm Frame x 1.2mm - Cabinet For Hose Reel Frame & Door, Non Weather Proof, Lockable, Red Colour, Lock & Key, Viewing Glass, Break Glass, Material: EG | 7080051900000
6518 | 800mm(H) x 800mm(L) x 100mm(D) x 30mm Frame x 1.2mm - Cabinet For Hose Reel Frame & Door, Non Weather Proof, Non Lockable,Red Colour, Thumb Latch Knob, Viewing Glass, Material: EG | 7080052000000
6522 | 800mm(H) x 800mm(L) x 100mm(D) x 30mm (Frame) x 1.2mm - Cabinet For Hose Reel Frame & Door, Non Weather Proof, Non Lockable, Finished White Colour, Thumb Latch Knob, Viewing Glass,Material: EG | 7080052023041
6524 | 960mm(H) x 960mm(L) x 70mm(D) x 30mm Frame x 1.2mm - Cabinet For Hose Reel Frame & Door, Non Weather Proof, Non Lockable,Red Colour, Thumb Latch Knob, Viewing Glass, U Shape Frame (Top Frame 14 mm Bend inside), Material: EG | 7080052024007
6525 | 850mm(W) X 970mm(H) X 100mm(D) X 30mm Frame x 1.2mm - Cabinet For Hose Reel Frame & Door, Non Weather Proof, Non-Lockable, Red Colour, Cylindrical Lock, Full Panel, Material: EG, Standard wording in white. | 7080052025001
6526 | 980mm(H) x 980mm(L) x 100mm(D) x 30mm Frame x 1.2mm - Cabinet For Hose Reel Frame & Door, Non Weather Proof, Non Lockable, Red Colour, Thumb Latch Knob, Viewing Glass, Material: EG | 7080052025005
6527 | 940mm(H) x 880mm(L) x 100mm(D) x 30mm (Frame) x 1.2mm - Cabinet For Hose Reel Frame & Door, Non Weather Proof, Non Lockable, Finished White Colour, Thumb Latch Knob, Viewing Glass, Standard Wording In Red Colour, Material: EG | 7080052025007
6534 | 800mm(W) X 900mm(H) x 361mm(D) X 1.2m - Cabinet For Hose Reel Wall Mounted, Weather Proof, Lockable, Red Colour, Lock & Key, Viewing Glass, Break Glass, Back Of Cabinet Is Fully Covered Up. Material: EG | 7080052600000
6535 | 798mm(W) x 789mm(H) x 20mm(D) x 1.2m - Cabinet For Hose Reel Wall Mounted Weather Proof Door Only, Lockable, Red Colour, Lock & Key, Viewing Glass, Break Glass, Material: EG | 7080052625001
6536 | 800mm(W) X 900mm(H) 361mm(D X 1.2mm - Cabinet For Hose Reel Wall Mounted, Weather Proof, Non Lockable,Red Colour, Thumb Latch Knob, Viewing Glass, Back Of Cabinet Is Fully Covered Up, Material: EG | 7080052700000
6537 | 800Mm(L)X361Mm(D)X900Mm(H)X1.2Mm,Cabinet For Hose Reel, Weather Proof, Non Lockable, Red Colour, Thumb Latch Knob, Viewing Glass, Back Of Cabinet Is Fully Covered Up Without Mounting Holes, Material: Eg | 7080052725001
6538 | 800mm(W) x 900mm(H) x 361mm(D) x 1.2mm, Material: EG, Hose Reel Cabinet, Non-Lockable, Weatherproof, Red Colour, C/w Plastic Thumb Latch Knob, Viewing Glass, Back Of Cabinet Is Fully Covered Up, Without Any Mounting Holes, Standard Wording In White Colour. | 7080052725002
6543 | 800mm(W) X 800mm(H) X 361mm(D) X 1.2mm - Cabinet For Hose Reel Wall Mounted, Non Weather Proof, Lockable, Red Colour, Spring Lock, Temper Viewing Glass, Back Of Cabinet Is Not Fully Covered Up, SS575 :2012, Material: EG | 7080053000000
6544 | 800mm(H) x 800mm(L) x 361mm(D) x Overall Thk 1.6mm Cabinet For Hose Reel, Wall Mounted, Non Weather Proof, Lockable, Red Colour, Spring Lock cw Handle, 3mm Plain Viewing Glass, Back Of Cabinet Is Not Fully Covered Up, Standard Wording In White Colour, Material: EG | 7080053025001
6548 | 800mm(W) X 900mm(H) X 361mm(D) X 1.2mm - Cabinet For Hose Reel Wall Mounted, Weather Proof, Lockable, Red Colour, Spring Lock, Temper Glass, Back Of Cabinet Is Fully Covered Up. SS 575 : 2012, Material: EG | 7080053300000
6550 | Cabinet For Hose Reel Wall Mounted, Non Weather Proof, Non Lockable, White Colour c/w Thumb Latch Knob, Viewing Glass, Back Of Cabinet Is Not Fully Covered Up, 800mm(H) x 800mm(L) x 361mm(D) x 1.2mm, Material: EG | 7080053500000
6557 | 800mm(W)X900mm(H)X361mm(D)X1.0mm, Material: SS304,Self Standing Hose Reel Cabinet, Weather Proof , Non-Lockable,Hairline Finishing, Thumb Latch Knob, Full Panel Door, 4 Nos Legs (300mm),Back Of Cabinet Fully Covered Up, Standard Wording In Red Colour | 7080053724005
6559 | 800mm(W) X 900mm(H) X 361mm(D) X 1.0mm - Self Standing Cabinet For Hose Reel, Weather Proof, Lockable,Hairline Finish, Lock & Key, Viewing Glass, Break Glass, Back Of Cabinet Is Fully Covered Up, Material: SS304, Legs (150mm) | 7080053825001
6560 | 800Mm(H)X800Mm(L)X361Mm(D)X1.2Mm,,Cabinet For Hose Reel Wall Mounted, Non Weather Proof, Non-Lockable, Back Cover,,Red Colour,,Thumb Latch Knob, Viewing Glass, Back Of Cabinet Is Fully Covered Up,,Material: Eg, | 7080053900000
6561 | 800Mm(H)X800Mm(L)X361Mm(D)X1.2Mm,,Cabinet For Hose Reel Wall Mounted, Non Weather Proof, Lockable, Back Cover,,Red Colour, Lock & Key, Viewing Glass, Back Of Cabinet Is Fully Covered Up,,Material: EG | 7080053900001
6562 | 800mm(H)X800mm(L)X400mm(D) x 1.2mm,Cabinet For Hose Reel,Wall Mounted,Red Color,Non Weatherproof,Non Lockable,Thumb Latch Knob,Viewing Glass,Back Of Cabinet Is Fully Covered Up, Left Side Open With Frame 50mm, Door Inside & Open From Right To Left, Material: EG | 7080053923003
6563 | 800mm(W)X800mm(H)X361mm(D)X1.2mm,Material: EG,Self Standing Hose Reel Cabinet,Non Lockable,Non Weather Proof,c/w Thumb Latch Knob,Viewing Glass, 4 Nos Legs (150mm),Back Of Cabinet Fully Covered Up,Standard Wording In White | 7080053924001
6564 | 800Mm(H)X800Mm(L)X361Mm(D)X1.2Mm,,Cabinet For Hose Reel Wall Mounted, Non Weather Proof, Back Cover,,Red Colour, Lock & Key, Viewing Glass, Back Of Cabinet Is Fully Covered Up,,Material: EG c/w 1"X30m Manual Hose Reel (Model: HR-1SW) | 7080053924002
6565 | 800Mm(H)X800Mm(L)X361Mm(D)X1.2Mm,,Cabinet For Hose Reel Wall Mounted, Non Weather Proof, Lockable, Back Cover,,Red Colour, Lock & Key, Viewing Glass, Back Of Cabinet Is Fully Covered Up,,Material: EG, Water Inlet Hole 140mm Diameter & Mounting Bracket at Left Side | 7080053924003
6566 | 700mm(W) x 800mm(H) x 360mm(D) x 30mm(Frame) x 1.2mm, Material: Eg Plate, Hose Reel Cabinet, Recess Type, Non Lockable, Non Weather Proof, Red Colour, C/w Plastic Thumb Latch Knob, Viewing Glass, Back Of The Cabinet Is Fully Cover Up, Standard Wording In White Colour | 7080053924004
6567 | 800mm(W) X 1000mm(H) X 400mm(D) X 30mm Frame x 1.5mm - Recess Type Cabinet For 3/4" Hose Reel, c/w Viewing Glass & Thumb Latch Knob, Material: EG, Finishing RAL 3000 Red, Back Of Cabinet Fully Covered Up,Standard Wording In White | 7080053925003
6568 | 800Mm(H)X800Mm(L)X361Mm(D)X1.2Mm, Self Standing Cabinet For Hose Reel, Non Weather Proof, Red Colour, Lock & Key, Viewing Glass, Back Of Cabinet Is Fully Covered Up, Standard Wording In White, Self Standing 4 Legs 350mm with Dia 14mm Mounting Holes, Material: EG, | 7080053925004
6569 | 800Mm(H)X800Mm(L)X361Mm(D)X1.2Mm,,Cabinet For Hose Reel Wall Mounted, Non Weather Proof, Non-Lockable,Bottom Without Hole,Red Colour,Thumb Latch Knob, Viewing Glass, Back Of Cabinet Is Fully Covered Up,,Material: Eg | 7080053925006
6571 | 800Mm(H)X800Mm(L)X361Mm(D)X1.2Mm, Self Standing Cabinet For Hose Reel, Non Weather Proof, Red Colour, Non Lockable with Thumb Latch Knob, Viewing Glass, Back Of Cabinet Is Fully Covered Up, Standard Wording In White, Self Standing 4 Legs 350mm with Dia 14mm Mounting Holes, Material: EG, c/w 1"X30m Manual Hose Reel (Model: HR-1SW) | 7080053925008
6572 | Cabinet For Hose Reel with 4nos Legs(300mm) c/w Special Bottom Hole & Mounting Bracket at Back Side | 7080053925009
6577 | 800mm(W)X800mm(H)X361mm(D)X1.0mm, Material: SS304,Self Standing Hose Reel Cabinet, Non-Weather Proof , Non-Lockable, Hairline Finishing, Thumb Latch Knob, Viewing Glass, 4 Nos Legs (500mm)c/w Supporting Bar,Back Of Cabinet Fully Covered Up, Standard Wording In Red Colour, | 7080054025001
6578 | 800mm(W)X800mm(H)X361mm(D)X1.0mm,Material: SS304,Self Standing Hose Reel Cabinet,Non Lockable,Non weather Proof,c/w Thumb Latch Knob,Viewing Glass, 4 Nos Legs (300mm),Back Of Cabinet Fully Covered Up without hole,Standard Wording In Red. | 7080054025005
6581 | Cabinet For 2 Way Breeching Inlet - Recess 'Dry Riser Breeching Inlet', Red Colour c/w Spring Lock, 6mm Wire Glass, 570mm (L) x 395mm (H) x 305mm (D), Material : 1.2mm EG | 7080060000000
6582 | 570mm(W) x 400mm(H) x 350mm(D) x 30mm(Frame) x 1.2mm, Material: Eg Plate, 2 Way Breeching Inlet Recess Cabinet, Red Colour, C/w Spring Lock, Wired Viewing Glass, Standard Wording in White Colour “Dry Riser Breeching Inlet” | 7080060025001
6585 | Cabinet For 2 Way Breeching Inlet (BS 5041-5)- Recess 'Dry Riser Breeching Inlet', Red Colour c/w Spring Lock, 6mm Wire Glass, 595mm (L) x 395mm (H) x 295mm (D), Material : 1.5mm EG | 7080060300000
6588 | 500mm(L)X400mm(H)X290mm(D)X1.5mm, Cabinet For Breeching Inlet 2 Way Recess, "Dry Riser Breeching Inlet", Red Colour, Spring Lock, 6mm Wire Glass, BS5041-5, Material : EG | 7080060325002
6590 | Cabinet For 2 Way Breeching Inlet - Recess 'Dry Rising Main Inlet', Red Colour c/w Spring Lock, 6mm Wire Glass, 570mm (L) x 390mm (H) x 295mm (D) x 40mm(F), Material : 1.5mm EG | 7080060325004
6591 | Cabinet For 4 Way Breeching Inlet - Recess 'Dry Riser Breeching Inlet', Red Colour c/w Spring Lock, 6mm Wire Glass, 570mm (L) x 570mm (H) x 305mm (D), Material : 1.2mm EG | 7080070000000
6597 | Cabinet For 4 Way Breeching Inlet - Recess 'Sprinkler Breeching Inlet', Red Colour c/w Spring Lock, 6mm Wire Glass, 570mm (L) x 570mm (H) x 305mm (D), Material : 1.2mm EG | 7080071100000
6600 | Cabinet For 4 Way Breeching Inlet - Recess 'Wet Riser Breeching Inlet', Red Colour c/w Spring Lock, 6mm Wire Glass, 570mm (L) x 570mm (H) x 305mm (D), Material : 1.2mm EG | 7080071500000
6601 | Cabinet For 4 Way Breeching Inlet (BS 5041-5)- Recess 'Dry Riser Breeching Inlet', Red Colour c/w Spring Lock, 6mm Wire Glass, 595mm (L) x 595mm (H) x 295mm (D), Material : 1.5mm EG | 7080071600000
6604 | 595mm(L)x595mm(H)x295mm(D)x1.5mm, Cabinet For Breeching Inlet 4 Way Recess, 'Sprinkler Breeching Inlet', Red Colour, Spring Lock, 6mm Wire Glass, BS5041-5, Material : EG | 7080071621003
6606 | 550mm (L) x 560mm (H) x 295mm (D), Frame 40mm , Cabinet For 4 Way Breeching Inlet (BS 5041-5)- Recess, Red Colour c/w Spring Lock, 6mm Wire Glass, Door Opening From Right To Left. Material : 1.5mm EG. Wording : "Breeching Inlet To Sprinkler System" In White Colour. | 7080071623003
6609 | 588mm(L)x587mm(H)x20mm(D)x1.5mm, 4 Way Recess Breeching Inlet Cabinet Door Only, Finishing Red Colour, Spring Lock, 6mm Wire Glass, Standard Hinges, "Sprinkler Breeching Inlet" In White Colour. Material EG | 7080071624006
6611 | 570mm(L)X570mm(H)X290mm(D)X1.5mm, Cabinet For Breeching Inlet 4 Way Recess, "Dry Riser Breeching Inlet", Red Colour, Spring Lock, 6mm Wire Glass, BS5041-5, Material : EG | 7080071625005
6615 | Cabinet For Single Fire Hose - Wall Mounted, Weather Proof, Red Colour c/w Spring Lock, U-Rubber At All Glass, Plain Viewing Glass, 650mm (W) x 680mm (H) x 250mm (D), Material : 1.2mm EG | 7080080400000
6618 | Cabinet For Single Fire Hose - Wall Mounted, Non Weather Proof, Red Colour c/w Spring Lock, 5mm Plain Viewing Glass, 650mm (W) x 608mm (H) x 250mm (D), Material : 1.2mm EG | 7080082200000
6620 | Cabinet For Life Jacket Storage Box - 2 Layers Marine Paint Orange Colour (RAL 2008), c/w 2 Toggle Latch Lock, 1200mm (W) x 700mm (H) x 1000mm (D), Material: EG2.0mm | 7080082224002
6625 | Cabinet For Single Fire Hose (Fire Code 2018) - Wall Mounted, Weather Proof, Red Colour c/w Spring Lock, U-Rubber At All Glass, 4mm Tempered Viewing Glass, 690mm (W) x 715mm (H) x 250mm (D), Material : 1.2mm EG | 7080082500000
6628 | Cabinet For Single Fire Hose (Fire Code 2018) - Wall Mounted, Non-Weather Proof, Red Colour c/w Spring Lock, 4mm Tempered Viewing Glass, 690mm (W) x 640mm (H) x 250mm (D), Material : 1.2mm EG | 7080082700000
6629 | Cabinet For Single Fire Hose - Recess Type, Non Weather Proof, Red Colour c/w Spring Lock, 4mm Tempered Viewing Glass, 690mm (W) x 640mm (H) x 250mm (D) 30mm (Frame), Material : 1.2mm EG | 7080082724001
6632 | 350Mm(L)X220Mm(D)X750Mm(H)X1.2Mm,,Cabinet For Fire Extinguisher ( 5Kg Co2), Non Weather Proof, Lockable,Red Colour,,Lock & Key, Viewing Glass, Break Glass,,Material : Eg | 7080150000000
6633 | 350Mm(L)X220Mm(D)X750Mm(H)X1.2Mm,,Cabinet For Fire Extinguisher (5Kg CO2, 9Ltr Water-Mist), Non Weather Proof, Non Lockable,Red Colour,,Thumb Latch Knob, Viewing Glass,,Material : Eg | 7080150100000
6641 | 350mm(L) X 220mm(D) X 820mm(H) X 1.2mm - Cabinet For Fire Extinguisher ( 5Kg CO2), Weather Proof, Lockable, Red Colour, Lock & Key, Break Glass, U-Rubber At All Glass, Material: EG | 7080150600000
6642 | 350mm(L) X 220mm(D) X 820mm(H) X 1.2mm - Cabinet For Fire Extinguisher ( 5Kg CO2), Weather Proof, Non Lockable,Red Colour, Thumb Latch Knob, U-Rubber At All Glass, Material: EG | 7080150700000
6647 | 120Mm(H)X120Mm(L)X60Mm(D)X1.2Mm,,Cabinet For Jet Nozzle Wall Mounted, Non Weather Proof, Lockable,Red Colour,,Lock & Key, Plain Glass,Material : Eg, | 7080160000000
6648 | Cabinet For Jet Nozzle - Wall Mounted, Non-Weather Proof, Lockable, Red Colour c/w Lock & Key (0323786600000), Plain Glass, Size: 138mm(H) x 138mm(L) x 53mm(D) x 1.2mm Material : EG | 7080160100000
6649 | Cabinet For Jet Nozzle - Wall Mounted, Non-Weather Proof, Lockable, Red Colour c/w Plastic Lock & Key (0307400800000), Plain Glass, Size: 138mm(H) x 138mm(L) x 53mm(D) x 1.2mm Material : EG | 7080160200000
6650 | Cabinet For 2 Way Breeching Inlet - Wall Mounted 'Dry Riser Breeching Inlet', Red Colour c/w Spring Lock, 6mm Wire Glass, 570mm (L) x 395mm (H) x 305mm (D), Material : 1.2mm EG | 7080170000000
6653 | Cabinet For 2 Way Breeching Inlet (BS 5041-5)- Wall Mounted 'Dry Riser Breeching Inlet', Red Colour c/w Spring Lock, 6mm Wire Glass, 595mm (L) x 395mm (H) x 295mm (D), Material : 1.5mm EG | 7080170300000
6656 | Cabinet For 2 Way Breeching Inlet (BS 5041-5)- Wall Mounted “Foam Riser Breeching Inlet', Red Colour c/w Spring Lock, 6mm Wire Glass, 595mm (L) x 395mm (H) x 295mm (D), Material : 1.5mm EG | 7080170323001
6658 | Cabinet For Breeching Inlet 2 Way Wall Mounted, Door Only, Dry Riser Breeching Inlet, Red Colour, Spring Lock, 6mm Wire Glass,551mm (L) x 351mm (H) x 20mm (D), Material : 1.5mm EG BS5041-5, Material : EG | 7080170325001
6659 | Cabinet For 2 Way Breeching Inlet, Wall Mounted, 'DRY RISER BREECHING INLET', Non-Weather Proof, Red Colour c/w Spring Lock, 6mm Wire Glass, 660mm (W) x 485mm (H) x 295mm (D) x 1.5 mm, Material: EG | 7080170325003
6660 | Cabinet For 2 Way Breeching Inlet, Wall Mounted, 'DRY RISER BREECHING INLET', Non-Weather Proof, Red Colour c/w Spring Lock, 6mm Wire Glass, 635mm (W) x 460mm (H) x 295mm (D) x 1.5 mm, Material: EG | 7080170325004
6661 | Cabinet For 4 Way Breeching Inlet - Wall Mounted 'Sprinkler Breeching Inlet', Red Colour c/w Spring Lock, 6mm Wire Glass, 570mm (L) x 570mm (H) x 305mm (D), Material : 1.2mm EG | 7080180000000
6664 | Cabinet For 4 Way Breeching Inlet - Wall Mounted 'Dry Riser Breeching Inlet', Red Colour c/w Spring Lock, 6mm Wire Glass, 570mm (L) x 570mm (H) x 305mm (D), Material : 1.2mm EG | 7080180300000
6665 | Cabinet For 4 Way Breeching Inlet (BS 5041-5)- Wall Mounted 'Sprinkler Breeching Inlet', Red Colour c/w Spring Lock, 6mm Wire Glass, 595mm (L) x 595mm (H) x 295mm (D), Material : 1.5mm EG | 7080180400000
6667 | 595mm(L)x595mm(H)x295mm(D)x1.5mm, Cabinet For Breeching Inlet 4 Way Wall Mount, 'Dry Riser Breeching Inlet', Red Colour, Spring Lock, 6mm Wire Glass, BS5041-5, Material : EG | 7080180421003
6670 | 595mm(L)X595mm(H)X295mm(D)X1.5mm, Cabinet For Breeching Inlet 4 Way WallMount, "Sprinkler Breeching Inlet", Red Colour, Spring Lock, 6m Wire Glass, U-Rubber At All Glass,, Weatherproof, Material : EG | 7080180423001
6673 | Cabinet For Double Fire Hose - Wall Mounted, Red Colour, Non-Weather Proof c/w Spring Lock, 5mm Plain Viewing Glass, 650mm (L) x 608mm (H) x 350mm (D), Material : 1.2mm EG | 7080190000000
6675 | Cabinet For Double Fire Hose - Wall Mounted, Weather Proof, Red Colour c/w Spring Lock, U-Rubber At All Glass, Plain Viewing Glass, 650mm (W) x 700mm (H) x 350mm (D), Material : 1.2mm EG | 7080190300000
6677 | Cabinet For Double Fire Hose (Fire Code 2018) - Wall Mounted, Non-Weather Proof, Red Colour c/w Spring Lock, 4mm Tempered Viewing Glass, 690mm (W) x 640mm (H) x 350mm (D), Material : 1.2mm EG | 7080190600000
6681 | Cabinet For Double Fire Hose (Fire Code 2018) - Wall Mounted, Weather Proof, Red Colour c/w Spring Lock, U-Rubber At All Glass, 4mm Tempered Viewing Glass, 690mm (W) x 735mm (H) x 350mm (D), Material : 1.2mm EG | 7080190800000
6683 | Self-Standing Cabinet For Double Fire Hose - Weather Proof, Red Colour c/w Chrome Handle With Lock & Key, Break Glass, 740mm(W) x 1370mm(H) x 280mm(D), Material : EG | 7080200000000
6685 | Self-Standing Cabinet For Double Fire Hose - Weather Proof, Louver c/w wire mesh, Red Colour c/w Chrome Handle With Lock & Key, Break Glass, 740mm (W) x 1370mm (H) x 280mm (D), Material : EG | 7080200024001
6686 | Self-Standing Cabinet For Double Fire Hose - Weather Proof, Red Colour c/w Chrome Handle With Lock & Key, Break Glass, 740mm (W) x 1370mm (H) x 280mm (D), Finishing Red Colour 1 Layer Marine Paint, Material : EG | 7080200024002
6687 | Self-Standing Cabinet For 4x Fire Hose - Weather Proof, Red Colour c/w Chrome Handle With Lock & Key, Break Glass, 740mm (W) x 1370mm (H) x 380mm (D), Material : EG | 7080210000000
6692 | Cabinet For (SCBA) Breathing Apparatus, Red Colour, Non-Weather Proof, Lockable With Lock & Key, Viewing Glass, Break Glass, 340mm(L) x 280mm(D) x 750mm(H) x 1.5mm, Material : EG | 7080260600000
6693 | Cabinet For (SCBA) Breathing Apparatus,Red Colour,Non Weatherproof,Non Lockable,Thumb Latch Knob,Viewing Glass,340mm(L)X280mm(D)X750mm(H)X1.5mm,Material : EG | 7080260619001
6708 | 595mm(H)x595mm(L)x100mm(D)x38mm Frame x 1.5mm, Cabinet For Breeching Inlet 4 Way Frame & Door, 'Dry Riser Breeching Inlet', Red Colour, Spring Lock, 6mm Wire Glass, BS5041-5, Material : EG | 7080290721002
6713 | Self-Standing Cabinet For 1-1/2" Hose Reel 1000MM(W) X 1100MM(H) X 850MM(D) X 1.5MM E.G | 7080400000000
6714 | 1550mm(L) x 600mm(W) x 1800mm(H) x 2.0mm, Cabinet For Fire Equipment, Material: EG | 7080400300000
6715 | Cabinet For 50kg Mobile Extinguisher,Self Standing Legs (4 nos of 150mm),Red Colour,Lockable,Lever Lock c/w Key,700mm(W)X1200mm(H)X720mm(D)X1.5mm(Thk),Material: EG,Standard Wording in White Colour | 7080400600000
6716 | Self-Standing Cabinet for 2 X Combat 25kg Store Pressure ABC Mobile Fire Extinguisher c/w Lock & Key and Slanted Roof, Finishing Red Colour Marine Paint, 1200mm (H) X 1200mm (W) X 700mm (D) 1.5mm Thickness, Self Standing Legs (150mm), Material: SS316 | 7080400625001
6420 | 220mm(W) x 175mm(D) x 510mm(H) x 1.2mm - Cabinet For Fire Extinguisher (1,2,3kg ABC, 2kg Halotron), Non-Weather Proof, Lockable,Red Colour, Lock & Key, Viewing Glass, Break Glass, Material : EG | 7080010000000
6423 | 220mm(W)X175mm(D)X510mm(H)X1.2mm,Material: EG,Cabinet For 1,2,3 kg Fire Extinguisher,Non Weatherproof,Lockable,Finishing: White Colour,c/w Lock & Key,Viewing Glass,Break Glass,Standard Wording In Red Colour | 7080010018001
6424 | 220mm(W) x 175mm(D) x 510mm(H) x 1.2mm, Cabinet For Fire Extinguisher (1,2,3kg ABC, 2kg Halotron, 2L Water-Mist), Non Weather Proof, Non Lockable,Red Colour, Thumb Latch Knob, Viewing Glass, Material : EG | 7080010100000
6427 | 220Mm(W)X175Mm(D)X510Mm(H)X1.2Mm,Cabinet For Fire Extinguisher (1,2,3Kg Abc, 2Kg Halotron, 2Ltr Water-Mist),Non Weather Proof, Non Lockable,White Colour (RAL9003),Thumb Latch Knob, Viewing Glass,Material : Eg | 7080010121005
6436 | 220mm(W) X 175mm(D) X 575mm(H) X 1.2mm - Cabinet For Fire Extinguisher (1,2,3Kg ABC, 2Kg Halotron), Weather Proof, Lockable, Red Colour, Lock & Key, Break Glass, U-Rubber At All Glass, Material: EG | 7080010600000
6437 | 220mm(W) X 175mm(D) X 575mm(H) X 1.2mm - Cabinet For Fire Extinguisher (1,2,3Kg ABC, 2Kg Halotron), Weather Proof, Non Lockable,Red Colour, Thumb Latch Knob, U-Rubber At All Glass,,Material: EG | 7080010700000
6442 | Cabinet For Fire Extinguisher (4kg ABC/4kg Hal/2kg CO2)), Red Colour, Non Weather Proof, Lockable with Lock & Key, Viewing Glass, Break Glass, 260mm(L) x 200mm(D) x 540mm(H) x 1.2mm, Material : EG | 7080020000000
6445 | Cabinet For Fire Extinguisher (4kg ABC/4kg Hal/2kg CO2), Red Colour, Non Weather Proof, Non-Lockable with Thumb Latch Knob, Viewing Glass, 260mm(L) x 200mm(D) x 540mm(H) x 1.2mm, Material : EG | 7080020100000
6448 | 260mm(L)X540mm(H)X200mm(D)X1.2mm,Material: EG,4kgs FX Cabinet,Wall Mounted,Non Weatherproof,Non Lockable,Finishing: White Colour,Thumb Latch Knob,Viewing Glass,Standard Wording in Red Colour | 7080020118001
6449 | 260mm(L) x 200mm(D) x 540mm(H) x 30mm(Frame) x 1.2mm, Material: Eg Plate, 4kgs ABC Dry Powder Fire Extinguisher Recess Mounted Cabinet, Marine Paint, RAL 9018 Papyrus White, C/w Plastic Thumb Latch Knob, Viewing Glass, Standard Wording In Red Colour | 7080020124001
6450 | 260mm(L) x 200mm(D) x 540mm(H) x 30mm(Frame) x 1.2mm, Material: Eg Plate, 4kgs ABC Dry Powder Fire Extinguisher Recess Mounted Cabinet, Marine Paint RAL 9004 Signal Black, C/w Plastic Thumb Latch Knob, Viewing Glass, Standard Wording In White Colour | 7080020124002
6451 | 260mm(L)X540mm(H)X200mm(D)X30mm(F)X1.2mm, Material: EG Plate, 4kgs FX Cabinet, Recess Mounted, Non Weatherproof, Non Lockable,Finishing: White Colour(As Per Lingjack Standard White Colour), Thumb Latch Knob, Viewing Glass, Standard Wording in Red Colour | 7080020124003
6463 | 260mm(L) X 200mm(D) X 610mm(H) X 1.2mm - Cabinet For Fire Extinguisher ( 4Kg ABC, 4Kg Halotron, 2Kg CO2), Weather Proof, Lockable,Red Colour, Lock & Key, Break Glass, U-Rubber At All Glass,,Material: EG | 7080020900000
6464 | 260Mm(L)X200Mm(D)X610Mm(H)X1.2Mm,Cabinet For Fire Extinguisher ( 4Kg Abc, 4Kg Halotron, 2Kg Co2),Weather Proof,Lockable,Red Colour,Lock & Key,Break Glass,U-Rubber At All Glass,Self Standing 4 Legs 400mm with Dia 12mm Mounting Holes,Material: Eg | 7080020925001
6465 | 260mm(L) X 200mm(D) X 610mm(H) X 1.2mm - Cabinet For Fire Extinguisher ( 4Kg ABC, 4Kg Halotron, 2Kg CO2), Weather Proof, Non Lockable, Red Colour, Thumb Latch Knob,U-Rubber At All Glass, Material: EG | 7080021000000
6471 | Cabinet For Fire Extinguisher - 6&9kg ABC/ 6kg Halotron/ 2.3kg CO2, Red Colour, Non-Weather Proof, Lockable With Lock & Key, Viewing Glass, Break Glass, 300mm(L) x 220mm(D) x 700mm(H) x 1.2mm, Material : EG | 7080030000000
6474 | Cabinet For Fire Extinguisher (6&9kg ABC, 6kg Halotron & 2.3kg CO2, 6Ltr Water-Mist), Red Colour, Non Weather Proof, Non-Lockable With Thumb Latch Knob, Viewing Glass, 300mm(L) x 220mm(D) x 700mm(H) x 1.2mm, Material: EG | 7080030100000
6477 | 300mm(W)X220mm(D)X700mm(H)X1.2mm,Standing Pole Cabinet for Fire Extinguisher,Red Colour,Non Weather Proof,Non Lockable With Thumb Latch Knob,Viewing Glass,Material: EG, Standing Pole 500mm (H) - Base Mounting Plate, 4 Mounting Holes 220mm(W)X220mm(L) | 7080030123001
6478 | 300mm(W)X220mm(D)X700mm(H)X1.2mm, Standing Pole Cabinet for Fire Extinguisher,Red Colour,Non Weather Proof,Non Lockable With Thumb Latch Knob,Viewing Glass,Material: EG,Standing Pole 260mm (H), Base Mounting Plate 200mm(W)X200mm(L) with 4 Mounting Holes | 7080030125002
6479 | 310mm(W)X400Mm(D)X970mm(H)X30mm(Frame)x1.2mm,Recess Cabinet For Fire Extinguisher , Non Weather Proof, Rectangle Push Lock, Material : EG , White RAL 9003, Standard wording in red | 7080030125003
6485 | 300mm(L) X 220mm(D )X 770mm(H) X 1.2mm - Cabinet For Fire Extinguisher ( 6 & 9Kg ABC, 6Kg Halotron, 2.3Kg CO2), Weather Proof, Lockable,Red Colour, Lock & Key, Break Glass, U-Rubber At All Glass, Material: EG | 7080030600000
6486 | 300Mm(L)X220Mm(D)X770Mm(H)X1.2Mm,Cabinet For Fire Extinguisher ( 6 & 9Kg Abc, 6Kg Halotron, 2.3Kg Co2), Weather Proof, Lockable,Red Colour,,Lock & Key, Break Glass, U-Rubber At All Glass,,Material: Eg, Model : C-L1MW c/w 6L Fluorine Free Lithium Ion Battery Fire Extinguisher C/w TUV Approval EN3 & NTA 8133, Fire Rating 13A, 34B, 75F & Li 600Wh, Hook Bracket 74, (Dwg No. 20809272), Model : C-6LISE | 7080030624001
6487 | 300mm(L) X 220mm(D) X 770mm(H) X 1.2mm, Cabinet For Fire Extinguisher ( 6 & 9Kg ABC 6Kg Halotron, 2.3Kg CO2), Weather Proof, Non Lockable, Red Colour, Thumb Latch Knob, U-Rubber At All Glass, Material: EG | 7080030700000
6488 | 300mm(W)X220mm(D)X770mm(H)X1.2mm,Standing Pole Cabinet for Fire Extinguisher,Red Colour,Weather Proof,Non Lockable With Thumb Latch Knob,Viewing Glass,Material: EG,Standing Pole 500mm (H), Base Mounting Plate-220mm(W)X220mm(L) 4 Mounting Holes. | 7080030724001
6489 | 350mm(L) X 400mm(D) X 800mm(H) X 1.5mm, Cabinet For Air Compressor Outside Wall Mount, Non Weather Proof c/w Roof & Ventilation Holes, Below is Opening, Non Lockable, Red Colour, Thumb Latch Knob, Material: EG | 7080030725001
6494 | 300Mm(L)X220Mm(D)X770Mm(H)X1.0Mm, Cabinet For Fire Extinguisher (6 & 9Kg Abc, 6Kg Halotron), Weather Proof, Non Lockable,Hairline Finish, Thumb Latch Knob,U-Rubber At All Glass, 4 Nos Of Legs (150mm), Material: Ss304, | 7080031424001
6495 | 800mm(H) x 800mm(W) x 361mm(D) x 1.2mm Hose Reel Cabinet - Wall Mounted, Non Weather Proof, Lockable, Red Colour, Lock & Key, Viewing Glass, Break Glass, Back Of Cabinet Is Not Fully Covered Up. Standard Wordings in White Colour, Material: EG | 7080050000000
6496 | 800mm(H) x 800mm(W) x 361mm(D) x 1.2mm Hose Reel Cabinet - Wall Mounted, Non Weatherproof, Lockable, Red Colour, Lock & Key, Break Glass, Viewing Glass, Back of Cabinet Covered Up, Standard Wording in White Colour c/w 25mm x 30m Manual Swing Standard Hose Reel (Com No. 8080010000006), Material: EG | 7080050022001
6497 | 800mm(H) x 800mm(W) x 361mm(D) x 1.2mm Hose Reel Cabinet - Wall Mounted, Non Weatherproof, Lockable, Red Colour, Lock & Key, Viewing Glass, Break Glass, Back of Cabinet Covered Up, Standard Wording in White Colour, Material: EG complete with 1" X 30m HP Hose Reel, Swing L-Bracket, Drum 585mm X 180mm, LG2 Double Waterway(Right), C/W MED, EN694 High Pressure Hose, C18 Jet/Spray Nozzle, Inlet: 1" NST(F), BS EN671-1, Material: SS316 | 7080050023001
6498 | Cabinet For Hose Reel - Wall Mounted, Red Colour, Non-Weather Proof, Non-Lockable With Thumb Latch Knob, Viewing Glass, Back Of Cabinet Not Fully Covered Up, 800mm(H) x 800mm(L) x 361mm(D) x 1.2mm, Material: EG | 7080050100000
6499 | 800mm(W)X800mm(H)X361mm(D)X1.2mm,Material: EG,Self Standing Hose Reel Cabinet,Non Lockable,Non weather Proof,c/w Thumb Latch Knob,Viewing Glass, 4 Nos Legs (150mm) With Hole,Back Of Cabinet Fully Covered Up,Standard Wording In White | 7080050118002
6500 | 800Mm(W)X800Mm(H)X361Mm(D)X1.2MM,Material: EG,Hose Reel Cabinet,Wall Mounted,Non Lockable,Non Weatherproof,Red Colour,Thumb Latch Knob,Viewing Glass,Door Opening From Right To Left,Back Of Cabinet Is Not Fully Cover Up,Standard Wording In White Colour | 7080050118015
6501 | 800mm(W)X800mm(H)X361mm(D)X1.2mm,Material: EG,Self Standing Hose Reel Cabinet,Non Lockable,Non Weatherproof,Thumb Latch Knob,Viewing Glass,4 Nos Legs (300mm) With Hole,Back Of Cabinet Fully Covered Up,Standard Wording In White | 7080050121001
6502 | 800mm(W)X800mm(H)X361mm(D)X1.2mm,Material: EG,Hose Reel Cabinet,Wall Mounted,Non Lockable,Non Weatherproof, White Colour,Thumb Latch Knob,Viewing Glass,Back Of The Cabinet Is Fully Cover Up,Standard Wording In Red Colour | 7080050123002
6503 | Cabinet For Hose Reel - Floor Mounted, Red Colour,Non- Weather Proof, Non-Lockable With Thumb Latch Knob, Viewing Glass, Back Of Cabinet Is Fully Covered Up, 800mm(H) x 800mm(L) x 361mm(D) x 1.2mm, Material: EG | 7080050123004
6504 | 800mm(H) x 750mm(L) x 361mm(D) x 1.2mm, Cabinet For Hose Reel - Wall Mounted, Red Colour, Non-Weather Proof, Non-Lockable With Thumb Latch Knob, Viewing Glass, Back Of Cabinet Not Fully Covered Up, Material: EG | 7080050125001
6510 | 800mm(W) x 800mm(H) x 361mm(D) x 1.0mm, Hose Reel Cabinet Self Standing Legs (150mm each), Non Weatherproof, Non Lockable, Hairline Finishing, Thumb Latch Knob, Viewing Glass, Back Is Fully Cover Up, Standard Wording In Red Colour, Material: SS304 | 7080050422007
6514 | 800mm(H) x 800mm(L) x 361mm(D) x Overall Thk 1.6mm Cabinet For Hose Reel, Wall Mounted, Non Weather Proof, Lockable, (HDB), Red Colour, Spring Lock, Tempered Viewing Glass, Handle, Back Of Cabinet Is Not Fully Covered Up, Material: EG | 7080050700000
6515 | 800mm(W)X800mm(H)X361mm(D)X1.6mm,Hose Reel Cabinet,Wall Mounted,Non Weatherproof,Lockable,HDB,Red Colour,Spring Lock,Door Open From Right to Left,Tempered Viewing Glass,Handle,Back Of Cabinet Is Not Fully Covered Up,Material: EG | 7080050718002
6516 | 750m(H)X750mm(L)X361mm(D)X1.5mm,Cabinet For Hose Reel,Wall Mounted,Non Weatherproof,Lockable,(HDB),Red Colour,Spring Lock,Tempered Glass,Handle,Back Of Cabinet Is Not Fully Covered Up,Material: EG | 7080050725001
6517 | 800mm(W) X 800mm(H) X 100mm(D) X 30mm Frame x 1.2mm - Cabinet For Hose Reel Frame & Door, Non Weather Proof, Lockable, Red Colour, Lock & Key, Viewing Glass, Break Glass, Material: EG | 7080051900000
6518 | 800mm(H) x 800mm(L) x 100mm(D) x 30mm Frame x 1.2mm - Cabinet For Hose Reel Frame & Door, Non Weather Proof, Non Lockable,Red Colour, Thumb Latch Knob, Viewing Glass, Material: EG | 7080052000000
6522 | 800mm(H) x 800mm(L) x 100mm(D) x 30mm (Frame) x 1.2mm - Cabinet For Hose Reel Frame & Door, Non Weather Proof, Non Lockable, Finished White Colour, Thumb Latch Knob, Viewing Glass,Material: EG | 7080052023041
6524 | 960mm(H) x 960mm(L) x 70mm(D) x 30mm Frame x 1.2mm - Cabinet For Hose Reel Frame & Door, Non Weather Proof, Non Lockable,Red Colour, Thumb Latch Knob, Viewing Glass, U Shape Frame (Top Frame 14 mm Bend inside), Material: EG | 7080052024007
6525 | 850mm(W) X 970mm(H) X 100mm(D) X 30mm Frame x 1.2mm - Cabinet For Hose Reel Frame & Door, Non Weather Proof, Non-Lockable, Red Colour, Cylindrical Lock, Full Panel, Material: EG, Standard wording in white. | 7080052025001
6526 | 980mm(H) x 980mm(L) x 100mm(D) x 30mm Frame x 1.2mm - Cabinet For Hose Reel Frame & Door, Non Weather Proof, Non Lockable, Red Colour, Thumb Latch Knob, Viewing Glass, Material: EG | 7080052025005
6527 | 940mm(H) x 880mm(L) x 100mm(D) x 30mm (Frame) x 1.2mm - Cabinet For Hose Reel Frame & Door, Non Weather Proof, Non Lockable, Finished White Colour, Thumb Latch Knob, Viewing Glass, Standard Wording In Red Colour, Material: EG | 7080052025007
6534 | 800mm(W) X 900mm(H) x 361mm(D) X 1.2m - Cabinet For Hose Reel Wall Mounted, Weather Proof, Lockable, Red Colour, Lock & Key, Viewing Glass, Break Glass, Back Of Cabinet Is Fully Covered Up. Material: EG | 7080052600000
6535 | 798mm(W) x 789mm(H) x 20mm(D) x 1.2m - Cabinet For Hose Reel Wall Mounted Weather Proof Door Only, Lockable, Red Colour, Lock & Key, Viewing Glass, Break Glass, Material: EG | 7080052625001
6536 | 800mm(W) X 900mm(H) 361mm(D X 1.2mm - Cabinet For Hose Reel Wall Mounted, Weather Proof, Non Lockable,Red Colour, Thumb Latch Knob, Viewing Glass, Back Of Cabinet Is Fully Covered Up, Material: EG | 7080052700000
6537 | 800Mm(L)X361Mm(D)X900Mm(H)X1.2Mm,Cabinet For Hose Reel, Weather Proof, Non Lockable, Red Colour, Thumb Latch Knob, Viewing Glass, Back Of Cabinet Is Fully Covered Up Without Mounting Holes, Material: Eg | 7080052725001
6538 | 800mm(W) x 900mm(H) x 361mm(D) x 1.2mm, Material: EG, Hose Reel Cabinet, Non-Lockable, Weatherproof, Red Colour, C/w Plastic Thumb Latch Knob, Viewing Glass, Back Of Cabinet Is Fully Covered Up, Without Any Mounting Holes, Standard Wording In White Colour. | 7080052725002
6543 | 800mm(W) X 800mm(H) X 361mm(D) X 1.2mm - Cabinet For Hose Reel Wall Mounted, Non Weather Proof, Lockable, Red Colour, Spring Lock, Temper Viewing Glass, Back Of Cabinet Is Not Fully Covered Up, SS575 :2012, Material: EG | 7080053000000
6544 | 800mm(H) x 800mm(L) x 361mm(D) x Overall Thk 1.6mm Cabinet For Hose Reel, Wall Mounted, Non Weather Proof, Lockable, Red Colour, Spring Lock cw Handle, 3mm Plain Viewing Glass, Back Of Cabinet Is Not Fully Covered Up, Standard Wording In White Colour, Material: EG | 7080053025001
6548 | 800mm(W) X 900mm(H) X 361mm(D) X 1.2mm - Cabinet For Hose Reel Wall Mounted, Weather Proof, Lockable, Red Colour, Spring Lock, Temper Glass, Back Of Cabinet Is Fully Covered Up. SS 575 : 2012, Material: EG | 7080053300000
6550 | Cabinet For Hose Reel Wall Mounted, Non Weather Proof, Non Lockable, White Colour c/w Thumb Latch Knob, Viewing Glass, Back Of Cabinet Is Not Fully Covered Up, 800mm(H) x 800mm(L) x 361mm(D) x 1.2mm, Material: EG | 7080053500000
6557 | 800mm(W)X900mm(H)X361mm(D)X1.0mm, Material: SS304,Self Standing Hose Reel Cabinet, Weather Proof , Non-Lockable,Hairline Finishing, Thumb Latch Knob, Full Panel Door, 4 Nos Legs (300mm),Back Of Cabinet Fully Covered Up, Standard Wording In Red Colour | 7080053724005
6559 | 800mm(W) X 900mm(H) X 361mm(D) X 1.0mm - Self Standing Cabinet For Hose Reel, Weather Proof, Lockable,Hairline Finish, Lock & Key, Viewing Glass, Break Glass, Back Of Cabinet Is Fully Covered Up, Material: SS304, Legs (150mm) | 7080053825001
6560 | 800Mm(H)X800Mm(L)X361Mm(D)X1.2Mm,,Cabinet For Hose Reel Wall Mounted, Non Weather Proof, Non-Lockable, Back Cover,,Red Colour,,Thumb Latch Knob, Viewing Glass, Back Of Cabinet Is Fully Covered Up,,Material: Eg, | 7080053900000
6561 | 800Mm(H)X800Mm(L)X361Mm(D)X1.2Mm,,Cabinet For Hose Reel Wall Mounted, Non Weather Proof, Lockable, Back Cover,,Red Colour, Lock & Key, Viewing Glass, Back Of Cabinet Is Fully Covered Up,,Material: EG | 7080053900001
6562 | 800mm(H)X800mm(L)X400mm(D) x 1.2mm,Cabinet For Hose Reel,Wall Mounted,Red Color,Non Weatherproof,Non Lockable,Thumb Latch Knob,Viewing Glass,Back Of Cabinet Is Fully Covered Up, Left Side Open With Frame 50mm, Door Inside & Open From Right To Left, Material: EG | 7080053923003
6563 | 800mm(W)X800mm(H)X361mm(D)X1.2mm,Material: EG,Self Standing Hose Reel Cabinet,Non Lockable,Non Weather Proof,c/w Thumb Latch Knob,Viewing Glass, 4 Nos Legs (150mm),Back Of Cabinet Fully Covered Up,Standard Wording In White | 7080053924001
6564 | 800Mm(H)X800Mm(L)X361Mm(D)X1.2Mm,,Cabinet For Hose Reel Wall Mounted, Non Weather Proof, Back Cover,,Red Colour, Lock & Key, Viewing Glass, Back Of Cabinet Is Fully Covered Up,,Material: EG c/w 1"X30m Manual Hose Reel (Model: HR-1SW) | 7080053924002
6565 | 800Mm(H)X800Mm(L)X361Mm(D)X1.2Mm,,Cabinet For Hose Reel Wall Mounted, Non Weather Proof, Lockable, Back Cover,,Red Colour, Lock & Key, Viewing Glass, Back Of Cabinet Is Fully Covered Up,,Material: EG, Water Inlet Hole 140mm Diameter & Mounting Bracket at Left Side | 7080053924003
6566 | 700mm(W) x 800mm(H) x 360mm(D) x 30mm(Frame) x 1.2mm, Material: Eg Plate, Hose Reel Cabinet, Recess Type, Non Lockable, Non Weather Proof, Red Colour, C/w Plastic Thumb Latch Knob, Viewing Glass, Back Of The Cabinet Is Fully Cover Up, Standard Wording In White Colour | 7080053924004
6567 | 800mm(W) X 1000mm(H) X 400mm(D) X 30mm Frame x 1.5mm - Recess Type Cabinet For 3/4" Hose Reel, c/w Viewing Glass & Thumb Latch Knob, Material: EG, Finishing RAL 3000 Red, Back Of Cabinet Fully Covered Up,Standard Wording In White | 7080053925003
6568 | 800Mm(H)X800Mm(L)X361Mm(D)X1.2Mm, Self Standing Cabinet For Hose Reel, Non Weather Proof, Red Colour, Lock & Key, Viewing Glass, Back Of Cabinet Is Fully Covered Up, Standard Wording In White, Self Standing 4 Legs 350mm with Dia 14mm Mounting Holes, Material: EG, | 7080053925004
6569 | 800Mm(H)X800Mm(L)X361Mm(D)X1.2Mm,,Cabinet For Hose Reel Wall Mounted, Non Weather Proof, Non-Lockable,Bottom Without Hole,Red Colour,Thumb Latch Knob, Viewing Glass, Back Of Cabinet Is Fully Covered Up,,Material: Eg | 7080053925006
6571 | 800Mm(H)X800Mm(L)X361Mm(D)X1.2Mm, Self Standing Cabinet For Hose Reel, Non Weather Proof, Red Colour, Non Lockable with Thumb Latch Knob, Viewing Glass, Back Of Cabinet Is Fully Covered Up, Standard Wording In White, Self Standing 4 Legs 350mm with Dia 14mm Mounting Holes, Material: EG, c/w 1"X30m Manual Hose Reel (Model: HR-1SW) | 7080053925008
6572 | Cabinet For Hose Reel with 4nos Legs(300mm) c/w Special Bottom Hole & Mounting Bracket at Back Side | 7080053925009
6577 | 800mm(W)X800mm(H)X361mm(D)X1.0mm, Material: SS304,Self Standing Hose Reel Cabinet, Non-Weather Proof , Non-Lockable, Hairline Finishing, Thumb Latch Knob, Viewing Glass, 4 Nos Legs (500mm)c/w Supporting Bar,Back Of Cabinet Fully Covered Up, Standard Wording In Red Colour, | 7080054025001
6578 | 800mm(W)X800mm(H)X361mm(D)X1.0mm,Material: SS304,Self Standing Hose Reel Cabinet,Non Lockable,Non weather Proof,c/w Thumb Latch Knob,Viewing Glass, 4 Nos Legs (300mm),Back Of Cabinet Fully Covered Up without hole,Standard Wording In Red. | 7080054025005
6581 | Cabinet For 2 Way Breeching Inlet - Recess 'Dry Riser Breeching Inlet', Red Colour c/w Spring Lock, 6mm Wire Glass, 570mm (L) x 395mm (H) x 305mm (D), Material : 1.2mm EG | 7080060000000
6582 | 570mm(W) x 400mm(H) x 350mm(D) x 30mm(Frame) x 1.2mm, Material: Eg Plate, 2 Way Breeching Inlet Recess Cabinet, Red Colour, C/w Spring Lock, Wired Viewing Glass, Standard Wording in White Colour “Dry Riser Breeching Inlet” | 7080060025001
6585 | Cabinet For 2 Way Breeching Inlet (BS 5041-5)- Recess 'Dry Riser Breeching Inlet', Red Colour c/w Spring Lock, 6mm Wire Glass, 595mm (L) x 395mm (H) x 295mm (D), Material : 1.5mm EG | 7080060300000
6588 | 500mm(L)X400mm(H)X290mm(D)X1.5mm, Cabinet For Breeching Inlet 2 Way Recess, "Dry Riser Breeching Inlet", Red Colour, Spring Lock, 6mm Wire Glass, BS5041-5, Material : EG | 7080060325002
6590 | Cabinet For 2 Way Breeching Inlet - Recess 'Dry Rising Main Inlet', Red Colour c/w Spring Lock, 6mm Wire Glass, 570mm (L) x 390mm (H) x 295mm (D) x 40mm(F), Material : 1.5mm EG | 7080060325004
6591 | Cabinet For 4 Way Breeching Inlet - Recess 'Dry Riser Breeching Inlet', Red Colour c/w Spring Lock, 6mm Wire Glass, 570mm (L) x 570mm (H) x 305mm (D), Material : 1.2mm EG | 7080070000000
6597 | Cabinet For 4 Way Breeching Inlet - Recess 'Sprinkler Breeching Inlet', Red Colour c/w Spring Lock, 6mm Wire Glass, 570mm (L) x 570mm (H) x 305mm (D), Material : 1.2mm EG | 7080071100000
6600 | Cabinet For 4 Way Breeching Inlet - Recess 'Wet Riser Breeching Inlet', Red Colour c/w Spring Lock, 6mm Wire Glass, 570mm (L) x 570mm (H) x 305mm (D), Material : 1.2mm EG | 7080071500000
6601 | Cabinet For 4 Way Breeching Inlet (BS 5041-5)- Recess 'Dry Riser Breeching Inlet', Red Colour c/w Spring Lock, 6mm Wire Glass, 595mm (L) x 595mm (H) x 295mm (D), Material : 1.5mm EG | 7080071600000
6604 | 595mm(L)x595mm(H)x295mm(D)x1.5mm, Cabinet For Breeching Inlet 4 Way Recess, 'Sprinkler Breeching Inlet', Red Colour, Spring Lock, 6mm Wire Glass, BS5041-5, Material : EG | 7080071621003
6606 | 550mm (L) x 560mm (H) x 295mm (D), Frame 40mm , Cabinet For 4 Way Breeching Inlet (BS 5041-5)- Recess, Red Colour c/w Spring Lock, 6mm Wire Glass, Door Opening From Right To Left. Material : 1.5mm EG. Wording : "Breeching Inlet To Sprinkler System" In White Colour. | 7080071623003
6609 | 588mm(L)x587mm(H)x20mm(D)x1.5mm, 4 Way Recess Breeching Inlet Cabinet Door Only, Finishing Red Colour, Spring Lock, 6mm Wire Glass, Standard Hinges, "Sprinkler Breeching Inlet" In White Colour. Material EG | 7080071624006
6611 | 570mm(L)X570mm(H)X290mm(D)X1.5mm, Cabinet For Breeching Inlet 4 Way Recess, "Dry Riser Breeching Inlet", Red Colour, Spring Lock, 6mm Wire Glass, BS5041-5, Material : EG | 7080071625005
6615 | Cabinet For Single Fire Hose - Wall Mounted, Weather Proof, Red Colour c/w Spring Lock, U-Rubber At All Glass, Plain Viewing Glass, 650mm (W) x 680mm (H) x 250mm (D), Material : 1.2mm EG | 7080080400000
6618 | Cabinet For Single Fire Hose - Wall Mounted, Non Weather Proof, Red Colour c/w Spring Lock, 5mm Plain Viewing Glass, 650mm (W) x 608mm (H) x 250mm (D), Material : 1.2mm EG | 7080082200000
6620 | Cabinet For Life Jacket Storage Box - 2 Layers Marine Paint Orange Colour (RAL 2008), c/w 2 Toggle Latch Lock, 1200mm (W) x 700mm (H) x 1000mm (D), Material: EG2.0mm | 7080082224002
6625 | Cabinet For Single Fire Hose (Fire Code 2018) - Wall Mounted, Weather Proof, Red Colour c/w Spring Lock, U-Rubber At All Glass, 4mm Tempered Viewing Glass, 690mm (W) x 715mm (H) x 250mm (D), Material : 1.2mm EG | 7080082500000
6628 | Cabinet For Single Fire Hose (Fire Code 2018) - Wall Mounted, Non-Weather Proof, Red Colour c/w Spring Lock, 4mm Tempered Viewing Glass, 690mm (W) x 640mm (H) x 250mm (D), Material : 1.2mm EG | 7080082700000
6629 | Cabinet For Single Fire Hose - Recess Type, Non Weather Proof, Red Colour c/w Spring Lock, 4mm Tempered Viewing Glass, 690mm (W) x 640mm (H) x 250mm (D) 30mm (Frame), Material : 1.2mm EG | 7080082724001
6632 | 350Mm(L)X220Mm(D)X750Mm(H)X1.2Mm,,Cabinet For Fire Extinguisher ( 5Kg Co2), Non Weather Proof, Lockable,Red Colour,,Lock & Key, Viewing Glass, Break Glass,,Material : Eg | 7080150000000
6633 | 350Mm(L)X220Mm(D)X750Mm(H)X1.2Mm,,Cabinet For Fire Extinguisher (5Kg CO2, 9Ltr Water-Mist), Non Weather Proof, Non Lockable,Red Colour,,Thumb Latch Knob, Viewing Glass,,Material : Eg | 7080150100000
6641 | 350mm(L) X 220mm(D) X 820mm(H) X 1.2mm - Cabinet For Fire Extinguisher ( 5Kg CO2), Weather Proof, Lockable, Red Colour, Lock & Key, Break Glass, U-Rubber At All Glass, Material: EG | 7080150600000
6642 | 350mm(L) X 220mm(D) X 820mm(H) X 1.2mm - Cabinet For Fire Extinguisher ( 5Kg CO2), Weather Proof, Non Lockable,Red Colour, Thumb Latch Knob, U-Rubber At All Glass, Material: EG | 7080150700000
6647 | 120Mm(H)X120Mm(L)X60Mm(D)X1.2Mm,,Cabinet For Jet Nozzle Wall Mounted, Non Weather Proof, Lockable,Red Colour,,Lock & Key, Plain Glass,Material : Eg, | 7080160000000
6648 | Cabinet For Jet Nozzle - Wall Mounted, Non-Weather Proof, Lockable, Red Colour c/w Lock & Key (0323786600000), Plain Glass, Size: 138mm(H) x 138mm(L) x 53mm(D) x 1.2mm Material : EG | 7080160100000
6649 | Cabinet For Jet Nozzle - Wall Mounted, Non-Weather Proof, Lockable, Red Colour c/w Plastic Lock & Key (0307400800000), Plain Glass, Size: 138mm(H) x 138mm(L) x 53mm(D) x 1.2mm Material : EG | 7080160200000
6650 | Cabinet For 2 Way Breeching Inlet - Wall Mounted 'Dry Riser Breeching Inlet', Red Colour c/w Spring Lock, 6mm Wire Glass, 570mm (L) x 395mm (H) x 305mm (D), Material : 1.2mm EG | 7080170000000
6653 | Cabinet For 2 Way Breeching Inlet (BS 5041-5)- Wall Mounted 'Dry Riser Breeching Inlet', Red Colour c/w Spring Lock, 6mm Wire Glass, 595mm (L) x 395mm (H) x 295mm (D), Material : 1.5mm EG | 7080170300000
6656 | Cabinet For 2 Way Breeching Inlet (BS 5041-5)- Wall Mounted “Foam Riser Breeching Inlet', Red Colour c/w Spring Lock, 6mm Wire Glass, 595mm (L) x 395mm (H) x 295mm (D), Material : 1.5mm EG | 7080170323001
6658 | Cabinet For Breeching Inlet 2 Way Wall Mounted, Door Only, Dry Riser Breeching Inlet, Red Colour, Spring Lock, 6mm Wire Glass,551mm (L) x 351mm (H) x 20mm (D), Material : 1.5mm EG BS5041-5, Material : EG | 7080170325001
6659 | Cabinet For 2 Way Breeching Inlet, Wall Mounted, 'DRY RISER BREECHING INLET', Non-Weather Proof, Red Colour c/w Spring Lock, 6mm Wire Glass, 660mm (W) x 485mm (H) x 295mm (D) x 1.5 mm, Material: EG | 7080170325003
6660 | Cabinet For 2 Way Breeching Inlet, Wall Mounted, 'DRY RISER BREECHING INLET', Non-Weather Proof, Red Colour c/w Spring Lock, 6mm Wire Glass, 635mm (W) x 460mm (H) x 295mm (D) x 1.5 mm, Material: EG | 7080170325004
6661 | Cabinet For 4 Way Breeching Inlet - Wall Mounted 'Sprinkler Breeching Inlet', Red Colour c/w Spring Lock, 6mm Wire Glass, 570mm (L) x 570mm (H) x 305mm (D), Material : 1.2mm EG | 7080180000000
6664 | Cabinet For 4 Way Breeching Inlet - Wall Mounted 'Dry Riser Breeching Inlet', Red Colour c/w Spring Lock, 6mm Wire Glass, 570mm (L) x 570mm (H) x 305mm (D), Material : 1.2mm EG | 7080180300000
6665 | Cabinet For 4 Way Breeching Inlet (BS 5041-5)- Wall Mounted 'Sprinkler Breeching Inlet', Red Colour c/w Spring Lock, 6mm Wire Glass, 595mm (L) x 595mm (H) x 295mm (D), Material : 1.5mm EG | 7080180400000
6667 | 595mm(L)x595mm(H)x295mm(D)x1.5mm, Cabinet For Breeching Inlet 4 Way Wall Mount, 'Dry Riser Breeching Inlet', Red Colour, Spring Lock, 6mm Wire Glass, BS5041-5, Material : EG | 7080180421003
6670 | 595mm(L)X595mm(H)X295mm(D)X1.5mm, Cabinet For Breeching Inlet 4 Way WallMount, "Sprinkler Breeching Inlet", Red Colour, Spring Lock, 6m Wire Glass, U-Rubber At All Glass,, Weatherproof, Material : EG | 7080180423001
6673 | Cabinet For Double Fire Hose - Wall Mounted, Red Colour, Non-Weather Proof c/w Spring Lock, 5mm Plain Viewing Glass, 650mm (L) x 608mm (H) x 350mm (D), Material : 1.2mm EG | 7080190000000
6675 | Cabinet For Double Fire Hose - Wall Mounted, Weather Proof, Red Colour c/w Spring Lock, U-Rubber At All Glass, Plain Viewing Glass, 650mm (W) x 700mm (H) x 350mm (D), Material : 1.2mm EG | 7080190300000
6677 | Cabinet For Double Fire Hose (Fire Code 2018) - Wall Mounted, Non-Weather Proof, Red Colour c/w Spring Lock, 4mm Tempered Viewing Glass, 690mm (W) x 640mm (H) x 350mm (D), Material : 1.2mm EG | 7080190600000
6681 | Cabinet For Double Fire Hose (Fire Code 2018) - Wall Mounted, Weather Proof, Red Colour c/w Spring Lock, U-Rubber At All Glass, 4mm Tempered Viewing Glass, 690mm (W) x 735mm (H) x 350mm (D), Material : 1.2mm EG | 7080190800000
6683 | Self-Standing Cabinet For Double Fire Hose - Weather Proof, Red Colour c/w Chrome Handle With Lock & Key, Break Glass, 740mm(W) x 1370mm(H) x 280mm(D), Material : EG | 7080200000000
6685 | Self-Standing Cabinet For Double Fire Hose - Weather Proof, Louver c/w wire mesh, Red Colour c/w Chrome Handle With Lock & Key, Break Glass, 740mm (W) x 1370mm (H) x 280mm (D), Material : EG | 7080200024001
6686 | Self-Standing Cabinet For Double Fire Hose - Weather Proof, Red Colour c/w Chrome Handle With Lock & Key, Break Glass, 740mm (W) x 1370mm (H) x 280mm (D), Finishing Red Colour 1 Layer Marine Paint, Material : EG | 7080200024002
6687 | Self-Standing Cabinet For 4x Fire Hose - Weather Proof, Red Colour c/w Chrome Handle With Lock & Key, Break Glass, 740mm (W) x 1370mm (H) x 380mm (D), Material : EG | 7080210000000
6692 | Cabinet For (SCBA) Breathing Apparatus, Red Colour, Non-Weather Proof, Lockable With Lock & Key, Viewing Glass, Break Glass, 340mm(L) x 280mm(D) x 750mm(H) x 1.5mm, Material : EG | 7080260600000
6693 | Cabinet For (SCBA) Breathing Apparatus,Red Colour,Non Weatherproof,Non Lockable,Thumb Latch Knob,Viewing Glass,340mm(L)X280mm(D)X750mm(H)X1.5mm,Material : EG | 7080260619001
6708 | 595mm(H)x595mm(L)x100mm(D)x38mm Frame x 1.5mm, Cabinet For Breeching Inlet 4 Way Frame & Door, 'Dry Riser Breeching Inlet', Red Colour, Spring Lock, 6mm Wire Glass, BS5041-5, Material : EG | 7080290721002
6713 | Self-Standing Cabinet For 1-1/2" Hose Reel 1000MM(W) X 1100MM(H) X 850MM(D) X 1.5MM E.G | 7080400000000
6714 | 1550mm(L) x 600mm(W) x 1800mm(H) x 2.0mm, Cabinet For Fire Equipment, Material: EG | 7080400300000
6715 | Cabinet For 50kg Mobile Extinguisher,Self Standing Legs (4 nos of 150mm),Red Colour,Lockable,Lever Lock c/w Key,700mm(W)X1200mm(H)X720mm(D)X1.5mm(Thk),Material: EG,Standard Wording in White Colour | 7080400600000
6716 | Self-Standing Cabinet for 2 X Combat 25kg Store Pressure ABC Mobile Fire Extinguisher c/w Lock & Key and Slanted Roof, Finishing Red Colour Marine Paint, 1200mm (H) X 1200mm (W) X 700mm (D) 1.5mm Thickness, Self Standing Legs (150mm), Material: SS316 | 7080400625001
6420 | 220mm(W) x 175mm(D) x 510mm(H) x 1.2mm - Cabinet For Fire Extinguisher (1,2,3kg ABC, 2kg Halotron), Non-Weather Proof, Lockable,Red Colour, Lock & Key, Viewing Glass, Break Glass, Material : EG | 7080010000000
6423 | 220mm(W)X175mm(D)X510mm(H)X1.2mm,Material: EG,Cabinet For 1,2,3 kg Fire Extinguisher,Non Weatherproof,Lockable,Finishing: White Colour,c/w Lock & Key,Viewing Glass,Break Glass,Standard Wording In Red Colour | 7080010018001
6424 | 220mm(W) x 175mm(D) x 510mm(H) x 1.2mm, Cabinet For Fire Extinguisher (1,2,3kg ABC, 2kg Halotron, 2L Water-Mist), Non Weather Proof, Non Lockable,Red Colour, Thumb Latch Knob, Viewing Glass, Material : EG | 7080010100000
6427 | 220Mm(W)X175Mm(D)X510Mm(H)X1.2Mm,Cabinet For Fire Extinguisher (1,2,3Kg Abc, 2Kg Halotron, 2Ltr Water-Mist),Non Weather Proof, Non Lockable,White Colour (RAL9003),Thumb Latch Knob, Viewing Glass,Material : Eg | 7080010121005
6436 | 220mm(W) X 175mm(D) X 575mm(H) X 1.2mm - Cabinet For Fire Extinguisher (1,2,3Kg ABC, 2Kg Halotron), Weather Proof, Lockable, Red Colour, Lock & Key, Break Glass, U-Rubber At All Glass, Material: EG | 7080010600000
6437 | 220mm(W) X 175mm(D) X 575mm(H) X 1.2mm - Cabinet For Fire Extinguisher (1,2,3Kg ABC, 2Kg Halotron), Weather Proof, Non Lockable,Red Colour, Thumb Latch Knob, U-Rubber At All Glass,,Material: EG | 7080010700000
6442 | Cabinet For Fire Extinguisher (4kg ABC/4kg Hal/2kg CO2)), Red Colour, Non Weather Proof, Lockable with Lock & Key, Viewing Glass, Break Glass, 260mm(L) x 200mm(D) x 540mm(H) x 1.2mm, Material : EG | 7080020000000
6445 | Cabinet For Fire Extinguisher (4kg ABC/4kg Hal/2kg CO2), Red Colour, Non Weather Proof, Non-Lockable with Thumb Latch Knob, Viewing Glass, 260mm(L) x 200mm(D) x 540mm(H) x 1.2mm, Material : EG | 7080020100000
6448 | 260mm(L)X540mm(H)X200mm(D)X1.2mm,Material: EG,4kgs FX Cabinet,Wall Mounted,Non Weatherproof,Non Lockable,Finishing: White Colour,Thumb Latch Knob,Viewing Glass,Standard Wording in Red Colour | 7080020118001
6449 | 260mm(L) x 200mm(D) x 540mm(H) x 30mm(Frame) x 1.2mm, Material: Eg Plate, 4kgs ABC Dry Powder Fire Extinguisher Recess Mounted Cabinet, Marine Paint, RAL 9018 Papyrus White, C/w Plastic Thumb Latch Knob, Viewing Glass, Standard Wording In Red Colour | 7080020124001
6450 | 260mm(L) x 200mm(D) x 540mm(H) x 30mm(Frame) x 1.2mm, Material: Eg Plate, 4kgs ABC Dry Powder Fire Extinguisher Recess Mounted Cabinet, Marine Paint RAL 9004 Signal Black, C/w Plastic Thumb Latch Knob, Viewing Glass, Standard Wording In White Colour | 7080020124002
6451 | 260mm(L)X540mm(H)X200mm(D)X30mm(F)X1.2mm, Material: EG Plate, 4kgs FX Cabinet, Recess Mounted, Non Weatherproof, Non Lockable,Finishing: White Colour(As Per Lingjack Standard White Colour), Thumb Latch Knob, Viewing Glass, Standard Wording in Red Colour | 7080020124003
6463 | 260mm(L) X 200mm(D) X 610mm(H) X 1.2mm - Cabinet For Fire Extinguisher ( 4Kg ABC, 4Kg Halotron, 2Kg CO2), Weather Proof, Lockable,Red Colour, Lock & Key, Break Glass, U-Rubber At All Glass,,Material: EG | 7080020900000
6464 | 260Mm(L)X200Mm(D)X610Mm(H)X1.2Mm,Cabinet For Fire Extinguisher ( 4Kg Abc, 4Kg Halotron, 2Kg Co2),Weather Proof,Lockable,Red Colour,Lock & Key,Break Glass,U-Rubber At All Glass,Self Standing 4 Legs 400mm with Dia 12mm Mounting Holes,Material: Eg | 7080020925001
6465 | 260mm(L) X 200mm(D) X 610mm(H) X 1.2mm - Cabinet For Fire Extinguisher ( 4Kg ABC, 4Kg Halotron, 2Kg CO2), Weather Proof, Non Lockable, Red Colour, Thumb Latch Knob,U-Rubber At All Glass, Material: EG | 7080021000000
6471 | Cabinet For Fire Extinguisher - 6&9kg ABC/ 6kg Halotron/ 2.3kg CO2, Red Colour, Non-Weather Proof, Lockable With Lock & Key, Viewing Glass, Break Glass, 300mm(L) x 220mm(D) x 700mm(H) x 1.2mm, Material : EG | 7080030000000
6474 | Cabinet For Fire Extinguisher (6&9kg ABC, 6kg Halotron & 2.3kg CO2, 6Ltr Water-Mist), Red Colour, Non Weather Proof, Non-Lockable With Thumb Latch Knob, Viewing Glass, 300mm(L) x 220mm(D) x 700mm(H) x 1.2mm, Material: EG | 7080030100000
6477 | 300mm(W)X220mm(D)X700mm(H)X1.2mm,Standing Pole Cabinet for Fire Extinguisher,Red Colour,Non Weather Proof,Non Lockable With Thumb Latch Knob,Viewing Glass,Material: EG, Standing Pole 500mm (H) - Base Mounting Plate, 4 Mounting Holes 220mm(W)X220mm(L) | 7080030123001
6478 | 300mm(W)X220mm(D)X700mm(H)X1.2mm, Standing Pole Cabinet for Fire Extinguisher,Red Colour,Non Weather Proof,Non Lockable With Thumb Latch Knob,Viewing Glass,Material: EG,Standing Pole 260mm (H), Base Mounting Plate 200mm(W)X200mm(L) with 4 Mounting Holes | 7080030125002
6479 | 310mm(W)X400Mm(D)X970mm(H)X30mm(Frame)x1.2mm,Recess Cabinet For Fire Extinguisher , Non Weather Proof, Rectangle Push Lock, Material : EG , White RAL 9003, Standard wording in red | 7080030125003
6485 | 300mm(L) X 220mm(D )X 770mm(H) X 1.2mm - Cabinet For Fire Extinguisher ( 6 & 9Kg ABC, 6Kg Halotron, 2.3Kg CO2), Weather Proof, Lockable,Red Colour, Lock & Key, Break Glass, U-Rubber At All Glass, Material: EG | 7080030600000
6486 | 300Mm(L)X220Mm(D)X770Mm(H)X1.2Mm,Cabinet For Fire Extinguisher ( 6 & 9Kg Abc, 6Kg Halotron, 2.3Kg Co2), Weather Proof, Lockable,Red Colour,,Lock & Key, Break Glass, U-Rubber At All Glass,,Material: Eg, Model : C-L1MW c/w 6L Fluorine Free Lithium Ion Battery Fire Extinguisher C/w TUV Approval EN3 & NTA 8133, Fire Rating 13A, 34B, 75F & Li 600Wh, Hook Bracket 74, (Dwg No. 20809272), Model : C-6LISE | 7080030624001
6487 | 300mm(L) X 220mm(D) X 770mm(H) X 1.2mm, Cabinet For Fire Extinguisher ( 6 & 9Kg ABC 6Kg Halotron, 2.3Kg CO2), Weather Proof, Non Lockable, Red Colour, Thumb Latch Knob, U-Rubber At All Glass, Material: EG | 7080030700000
6488 | 300mm(W)X220mm(D)X770mm(H)X1.2mm,Standing Pole Cabinet for Fire Extinguisher,Red Colour,Weather Proof,Non Lockable With Thumb Latch Knob,Viewing Glass,Material: EG,Standing Pole 500mm (H), Base Mounting Plate-220mm(W)X220mm(L) 4 Mounting Holes. | 7080030724001
6489 | 350mm(L) X 400mm(D) X 800mm(H) X 1.5mm, Cabinet For Air Compressor Outside Wall Mount, Non Weather Proof c/w Roof & Ventilation Holes, Below is Opening, Non Lockable, Red Colour, Thumb Latch Knob, Material: EG | 7080030725001
6494 | 300Mm(L)X220Mm(D)X770Mm(H)X1.0Mm, Cabinet For Fire Extinguisher (6 & 9Kg Abc, 6Kg Halotron), Weather Proof, Non Lockable,Hairline Finish, Thumb Latch Knob,U-Rubber At All Glass, 4 Nos Of Legs (150mm), Material: Ss304, | 7080031424001
6495 | 800mm(H) x 800mm(W) x 361mm(D) x 1.2mm Hose Reel Cabinet - Wall Mounted, Non Weather Proof, Lockable, Red Colour, Lock & Key, Viewing Glass, Break Glass, Back Of Cabinet Is Not Fully Covered Up. Standard Wordings in White Colour, Material: EG | 7080050000000
6496 | 800mm(H) x 800mm(W) x 361mm(D) x 1.2mm Hose Reel Cabinet - Wall Mounted, Non Weatherproof, Lockable, Red Colour, Lock & Key, Break Glass, Viewing Glass, Back of Cabinet Covered Up, Standard Wording in White Colour c/w 25mm x 30m Manual Swing Standard Hose Reel (Com No. 8080010000006), Material: EG | 7080050022001
6497 | 800mm(H) x 800mm(W) x 361mm(D) x 1.2mm Hose Reel Cabinet - Wall Mounted, Non Weatherproof, Lockable, Red Colour, Lock & Key, Viewing Glass, Break Glass, Back of Cabinet Covered Up, Standard Wording in White Colour, Material: EG complete with 1" X 30m HP Hose Reel, Swing L-Bracket, Drum 585mm X 180mm, LG2 Double Waterway(Right), C/W MED, EN694 High Pressure Hose, C18 Jet/Spray Nozzle, Inlet: 1" NST(F), BS EN671-1, Material: SS316 | 7080050023001
6498 | Cabinet For Hose Reel - Wall Mounted, Red Colour, Non-Weather Proof, Non-Lockable With Thumb Latch Knob, Viewing Glass, Back Of Cabinet Not Fully Covered Up, 800mm(H) x 800mm(L) x 361mm(D) x 1.2mm, Material: EG | 7080050100000
6499 | 800mm(W)X800mm(H)X361mm(D)X1.2mm,Material: EG,Self Standing Hose Reel Cabinet,Non Lockable,Non weather Proof,c/w Thumb Latch Knob,Viewing Glass, 4 Nos Legs (150mm) With Hole,Back Of Cabinet Fully Covered Up,Standard Wording In White | 7080050118002
6500 | 800Mm(W)X800Mm(H)X361Mm(D)X1.2MM,Material: EG,Hose Reel Cabinet,Wall Mounted,Non Lockable,Non Weatherproof,Red Colour,Thumb Latch Knob,Viewing Glass,Door Opening From Right To Left,Back Of Cabinet Is Not Fully Cover Up,Standard Wording In White Colour | 7080050118015
6501 | 800mm(W)X800mm(H)X361mm(D)X1.2mm,Material: EG,Self Standing Hose Reel Cabinet,Non Lockable,Non Weatherproof,Thumb Latch Knob,Viewing Glass,4 Nos Legs (300mm) With Hole,Back Of Cabinet Fully Covered Up,Standard Wording In White | 7080050121001
6502 | 800mm(W)X800mm(H)X361mm(D)X1.2mm,Material: EG,Hose Reel Cabinet,Wall Mounted,Non Lockable,Non Weatherproof, White Colour,Thumb Latch Knob,Viewing Glass,Back Of The Cabinet Is Fully Cover Up,Standard Wording In Red Colour | 7080050123002
6503 | Cabinet For Hose Reel - Floor Mounted, Red Colour,Non- Weather Proof, Non-Lockable With Thumb Latch Knob, Viewing Glass, Back Of Cabinet Is Fully Covered Up, 800mm(H) x 800mm(L) x 361mm(D) x 1.2mm, Material: EG | 7080050123004
6504 | 800mm(H) x 750mm(L) x 361mm(D) x 1.2mm, Cabinet For Hose Reel - Wall Mounted, Red Colour, Non-Weather Proof, Non-Lockable With Thumb Latch Knob, Viewing Glass, Back Of Cabinet Not Fully Covered Up, Material: EG | 7080050125001
6510 | 800mm(W) x 800mm(H) x 361mm(D) x 1.0mm, Hose Reel Cabinet Self Standing Legs (150mm each), Non Weatherproof, Non Lockable, Hairline Finishing, Thumb Latch Knob, Viewing Glass, Back Is Fully Cover Up, Standard Wording In Red Colour, Material: SS304 | 7080050422007
6514 | 800mm(H) x 800mm(L) x 361mm(D) x Overall Thk 1.6mm Cabinet For Hose Reel, Wall Mounted, Non Weather Proof, Lockable, (HDB), Red Colour, Spring Lock, Tempered Viewing Glass, Handle, Back Of Cabinet Is Not Fully Covered Up, Material: EG | 7080050700000
6515 | 800mm(W)X800mm(H)X361mm(D)X1.6mm,Hose Reel Cabinet,Wall Mounted,Non Weatherproof,Lockable,HDB,Red Colour,Spring Lock,Door Open From Right to Left,Tempered Viewing Glass,Handle,Back Of Cabinet Is Not Fully Covered Up,Material: EG | 7080050718002
6516 | 750m(H)X750mm(L)X361mm(D)X1.5mm,Cabinet For Hose Reel,Wall Mounted,Non Weatherproof,Lockable,(HDB),Red Colour,Spring Lock,Tempered Glass,Handle,Back Of Cabinet Is Not Fully Covered Up,Material: EG | 7080050725001
6517 | 800mm(W) X 800mm(H) X 100mm(D) X 30mm Frame x 1.2mm - Cabinet For Hose Reel Frame & Door, Non Weather Proof, Lockable, Red Colour, Lock & Key, Viewing Glass, Break Glass, Material: EG | 7080051900000
6518 | 800mm(H) x 800mm(L) x 100mm(D) x 30mm Frame x 1.2mm - Cabinet For Hose Reel Frame & Door, Non Weather Proof, Non Lockable,Red Colour, Thumb Latch Knob, Viewing Glass, Material: EG | 7080052000000
6522 | 800mm(H) x 800mm(L) x 100mm(D) x 30mm (Frame) x 1.2mm - Cabinet For Hose Reel Frame & Door, Non Weather Proof, Non Lockable, Finished White Colour, Thumb Latch Knob, Viewing Glass,Material: EG | 7080052023041
6524 | 960mm(H) x 960mm(L) x 70mm(D) x 30mm Frame x 1.2mm - Cabinet For Hose Reel Frame & Door, Non Weather Proof, Non Lockable,Red Colour, Thumb Latch Knob, Viewing Glass, U Shape Frame (Top Frame 14 mm Bend inside), Material: EG | 7080052024007
6525 | 850mm(W) X 970mm(H) X 100mm(D) X 30mm Frame x 1.2mm - Cabinet For Hose Reel Frame & Door, Non Weather Proof, Non-Lockable, Red Colour, Cylindrical Lock, Full Panel, Material: EG, Standard wording in white. | 7080052025001
6526 | 980mm(H) x 980mm(L) x 100mm(D) x 30mm Frame x 1.2mm - Cabinet For Hose Reel Frame & Door, Non Weather Proof, Non Lockable, Red Colour, Thumb Latch Knob, Viewing Glass, Material: EG | 7080052025005
6527 | 940mm(H) x 880mm(L) x 100mm(D) x 30mm (Frame) x 1.2mm - Cabinet For Hose Reel Frame & Door, Non Weather Proof, Non Lockable, Finished White Colour, Thumb Latch Knob, Viewing Glass, Standard Wording In Red Colour, Material: EG | 7080052025007
6534 | 800mm(W) X 900mm(H) x 361mm(D) X 1.2m - Cabinet For Hose Reel Wall Mounted, Weather Proof, Lockable, Red Colour, Lock & Key, Viewing Glass, Break Glass, Back Of Cabinet Is Fully Covered Up. Material: EG | 7080052600000
6535 | 798mm(W) x 789mm(H) x 20mm(D) x 1.2m - Cabinet For Hose Reel Wall Mounted Weather Proof Door Only, Lockable, Red Colour, Lock & Key, Viewing Glass, Break Glass, Material: EG | 7080052625001
6536 | 800mm(W) X 900mm(H) 361mm(D X 1.2mm - Cabinet For Hose Reel Wall Mounted, Weather Proof, Non Lockable,Red Colour, Thumb Latch Knob, Viewing Glass, Back Of Cabinet Is Fully Covered Up, Material: EG | 7080052700000
6537 | 800Mm(L)X361Mm(D)X900Mm(H)X1.2Mm,Cabinet For Hose Reel, Weather Proof, Non Lockable, Red Colour, Thumb Latch Knob, Viewing Glass, Back Of Cabinet Is Fully Covered Up Without Mounting Holes, Material: Eg | 7080052725001
6538 | 800mm(W) x 900mm(H) x 361mm(D) x 1.2mm, Material: EG, Hose Reel Cabinet, Non-Lockable, Weatherproof, Red Colour, C/w Plastic Thumb Latch Knob, Viewing Glass, Back Of Cabinet Is Fully Covered Up, Without Any Mounting Holes, Standard Wording In White Colour. | 7080052725002
6543 | 800mm(W) X 800mm(H) X 361mm(D) X 1.2mm - Cabinet For Hose Reel Wall Mounted, Non Weather Proof, Lockable, Red Colour, Spring Lock, Temper Viewing Glass, Back Of Cabinet Is Not Fully Covered Up, SS575 :2012, Material: EG | 7080053000000
6544 | 800mm(H) x 800mm(L) x 361mm(D) x Overall Thk 1.6mm Cabinet For Hose Reel, Wall Mounted, Non Weather Proof, Lockable, Red Colour, Spring Lock cw Handle, 3mm Plain Viewing Glass, Back Of Cabinet Is Not Fully Covered Up, Standard Wording In White Colour, Material: EG | 7080053025001
6548 | 800mm(W) X 900mm(H) X 361mm(D) X 1.2mm - Cabinet For Hose Reel Wall Mounted, Weather Proof, Lockable, Red Colour, Spring Lock, Temper Glass, Back Of Cabinet Is Fully Covered Up. SS 575 : 2012, Material: EG | 7080053300000
6550 | Cabinet For Hose Reel Wall Mounted, Non Weather Proof, Non Lockable, White Colour c/w Thumb Latch Knob, Viewing Glass, Back Of Cabinet Is Not Fully Covered Up, 800mm(H) x 800mm(L) x 361mm(D) x 1.2mm, Material: EG | 7080053500000
6557 | 800mm(W)X900mm(H)X361mm(D)X1.0mm, Material: SS304,Self Standing Hose Reel Cabinet, Weather Proof , Non-Lockable,Hairline Finishing, Thumb Latch Knob, Full Panel Door, 4 Nos Legs (300mm),Back Of Cabinet Fully Covered Up, Standard Wording In Red Colour | 7080053724005
6559 | 800mm(W) X 900mm(H) X 361mm(D) X 1.0mm - Self Standing Cabinet For Hose Reel, Weather Proof, Lockable,Hairline Finish, Lock & Key, Viewing Glass, Break Glass, Back Of Cabinet Is Fully Covered Up, Material: SS304, Legs (150mm) | 7080053825001
6560 | 800Mm(H)X800Mm(L)X361Mm(D)X1.2Mm,,Cabinet For Hose Reel Wall Mounted, Non Weather Proof, Non-Lockable, Back Cover,,Red Colour,,Thumb Latch Knob, Viewing Glass, Back Of Cabinet Is Fully Covered Up,,Material: Eg, | 7080053900000
6561 | 800Mm(H)X800Mm(L)X361Mm(D)X1.2Mm,,Cabinet For Hose Reel Wall Mounted, Non Weather Proof, Lockable, Back Cover,,Red Colour, Lock & Key, Viewing Glass, Back Of Cabinet Is Fully Covered Up,,Material: EG | 7080053900001
6562 | 800mm(H)X800mm(L)X400mm(D) x 1.2mm,Cabinet For Hose Reel,Wall Mounted,Red Color,Non Weatherproof,Non Lockable,Thumb Latch Knob,Viewing Glass,Back Of Cabinet Is Fully Covered Up, Left Side Open With Frame 50mm, Door Inside & Open From Right To Left, Material: EG | 7080053923003
6563 | 800mm(W)X800mm(H)X361mm(D)X1.2mm,Material: EG,Self Standing Hose Reel Cabinet,Non Lockable,Non Weather Proof,c/w Thumb Latch Knob,Viewing Glass, 4 Nos Legs (150mm),Back Of Cabinet Fully Covered Up,Standard Wording In White | 7080053924001
6564 | 800Mm(H)X800Mm(L)X361Mm(D)X1.2Mm,,Cabinet For Hose Reel Wall Mounted, Non Weather Proof, Back Cover,,Red Colour, Lock & Key, Viewing Glass, Back Of Cabinet Is Fully Covered Up,,Material: EG c/w 1"X30m Manual Hose Reel (Model: HR-1SW) | 7080053924002
6565 | 800Mm(H)X800Mm(L)X361Mm(D)X1.2Mm,,Cabinet For Hose Reel Wall Mounted, Non Weather Proof, Lockable, Back Cover,,Red Colour, Lock & Key, Viewing Glass, Back Of Cabinet Is Fully Covered Up,,Material: EG, Water Inlet Hole 140mm Diameter & Mounting Bracket at Left Side | 7080053924003
6566 | 700mm(W) x 800mm(H) x 360mm(D) x 30mm(Frame) x 1.2mm, Material: Eg Plate, Hose Reel Cabinet, Recess Type, Non Lockable, Non Weather Proof, Red Colour, C/w Plastic Thumb Latch Knob, Viewing Glass, Back Of The Cabinet Is Fully Cover Up, Standard Wording In White Colour | 7080053924004
6567 | 800mm(W) X 1000mm(H) X 400mm(D) X 30mm Frame x 1.5mm - Recess Type Cabinet For 3/4" Hose Reel, c/w Viewing Glass & Thumb Latch Knob, Material: EG, Finishing RAL 3000 Red, Back Of Cabinet Fully Covered Up,Standard Wording In White | 7080053925003
6568 | 800Mm(H)X800Mm(L)X361Mm(D)X1.2Mm, Self Standing Cabinet For Hose Reel, Non Weather Proof, Red Colour, Lock & Key, Viewing Glass, Back Of Cabinet Is Fully Covered Up, Standard Wording In White, Self Standing 4 Legs 350mm with Dia 14mm Mounting Holes, Material: EG, | 7080053925004
6569 | 800Mm(H)X800Mm(L)X361Mm(D)X1.2Mm,,Cabinet For Hose Reel Wall Mounted, Non Weather Proof, Non-Lockable,Bottom Without Hole,Red Colour,Thumb Latch Knob, Viewing Glass, Back Of Cabinet Is Fully Covered Up,,Material: Eg | 7080053925006
6571 | 800Mm(H)X800Mm(L)X361Mm(D)X1.2Mm, Self Standing Cabinet For Hose Reel, Non Weather Proof, Red Colour, Non Lockable with Thumb Latch Knob, Viewing Glass, Back Of Cabinet Is Fully Covered Up, Standard Wording In White, Self Standing 4 Legs 350mm with Dia 14mm Mounting Holes, Material: EG, c/w 1"X30m Manual Hose Reel (Model: HR-1SW) | 7080053925008
6572 | Cabinet For Hose Reel with 4nos Legs(300mm) c/w Special Bottom Hole & Mounting Bracket at Back Side | 7080053925009
6577 | 800mm(W)X800mm(H)X361mm(D)X1.0mm, Material: SS304,Self Standing Hose Reel Cabinet, Non-Weather Proof , Non-Lockable, Hairline Finishing, Thumb Latch Knob, Viewing Glass, 4 Nos Legs (500mm)c/w Supporting Bar,Back Of Cabinet Fully Covered Up, Standard Wording In Red Colour, | 7080054025001
6578 | 800mm(W)X800mm(H)X361mm(D)X1.0mm,Material: SS304,Self Standing Hose Reel Cabinet,Non Lockable,Non weather Proof,c/w Thumb Latch Knob,Viewing Glass, 4 Nos Legs (300mm),Back Of Cabinet Fully Covered Up without hole,Standard Wording In Red. | 7080054025005
6581 | Cabinet For 2 Way Breeching Inlet - Recess 'Dry Riser Breeching Inlet', Red Colour c/w Spring Lock, 6mm Wire Glass, 570mm (L) x 395mm (H) x 305mm (D), Material : 1.2mm EG | 7080060000000
6582 | 570mm(W) x 400mm(H) x 350mm(D) x 30mm(Frame) x 1.2mm, Material: Eg Plate, 2 Way Breeching Inlet Recess Cabinet, Red Colour, C/w Spring Lock, Wired Viewing Glass, Standard Wording in White Colour “Dry Riser Breeching Inlet” | 7080060025001
6585 | Cabinet For 2 Way Breeching Inlet (BS 5041-5)- Recess 'Dry Riser Breeching Inlet', Red Colour c/w Spring Lock, 6mm Wire Glass, 595mm (L) x 395mm (H) x 295mm (D), Material : 1.5mm EG | 7080060300000
6588 | 500mm(L)X400mm(H)X290mm(D)X1.5mm, Cabinet For Breeching Inlet 2 Way Recess, "Dry Riser Breeching Inlet", Red Colour, Spring Lock, 6mm Wire Glass, BS5041-5, Material : EG | 7080060325002
6590 | Cabinet For 2 Way Breeching Inlet - Recess 'Dry Rising Main Inlet', Red Colour c/w Spring Lock, 6mm Wire Glass, 570mm (L) x 390mm (H) x 295mm (D) x 40mm(F), Material : 1.5mm EG | 7080060325004
6591 | Cabinet For 4 Way Breeching Inlet - Recess 'Dry Riser Breeching Inlet', Red Colour c/w Spring Lock, 6mm Wire Glass, 570mm (L) x 570mm (H) x 305mm (D), Material : 1.2mm EG | 7080070000000
6597 | Cabinet For 4 Way Breeching Inlet - Recess 'Sprinkler Breeching Inlet', Red Colour c/w Spring Lock, 6mm Wire Glass, 570mm (L) x 570mm (H) x 305mm (D), Material : 1.2mm EG | 7080071100000
6600 | Cabinet For 4 Way Breeching Inlet - Recess 'Wet Riser Breeching Inlet', Red Colour c/w Spring Lock, 6mm Wire Glass, 570mm (L) x 570mm (H) x 305mm (D), Material : 1.2mm EG | 7080071500000
6601 | Cabinet For 4 Way Breeching Inlet (BS 5041-5)- Recess 'Dry Riser Breeching Inlet', Red Colour c/w Spring Lock, 6mm Wire Glass, 595mm (L) x 595mm (H) x 295mm (D), Material : 1.5mm EG | 7080071600000
6604 | 595mm(L)x595mm(H)x295mm(D)x1.5mm, Cabinet For Breeching Inlet 4 Way Recess, 'Sprinkler Breeching Inlet', Red Colour, Spring Lock, 6mm Wire Glass, BS5041-5, Material : EG | 7080071621003
6606 | 550mm (L) x 560mm (H) x 295mm (D), Frame 40mm , Cabinet For 4 Way Breeching Inlet (BS 5041-5)- Recess, Red Colour c/w Spring Lock, 6mm Wire Glass, Door Opening From Right To Left. Material : 1.5mm EG. Wording : "Breeching Inlet To Sprinkler System" In White Colour. | 7080071623003
6609 | 588mm(L)x587mm(H)x20mm(D)x1.5mm, 4 Way Recess Breeching Inlet Cabinet Door Only, Finishing Red Colour, Spring Lock, 6mm Wire Glass, Standard Hinges, "Sprinkler Breeching Inlet" In White Colour. Material EG | 7080071624006
6611 | 570mm(L)X570mm(H)X290mm(D)X1.5mm, Cabinet For Breeching Inlet 4 Way Recess, "Dry Riser Breeching Inlet", Red Colour, Spring Lock, 6mm Wire Glass, BS5041-5, Material : EG | 7080071625005
6615 | Cabinet For Single Fire Hose - Wall Mounted, Weather Proof, Red Colour c/w Spring Lock, U-Rubber At All Glass, Plain Viewing Glass, 650mm (W) x 680mm (H) x 250mm (D), Material : 1.2mm EG | 7080080400000
6618 | Cabinet For Single Fire Hose - Wall Mounted, Non Weather Proof, Red Colour c/w Spring Lock, 5mm Plain Viewing Glass, 650mm (W) x 608mm (H) x 250mm (D), Material : 1.2mm EG | 7080082200000
6620 | Cabinet For Life Jacket Storage Box - 2 Layers Marine Paint Orange Colour (RAL 2008), c/w 2 Toggle Latch Lock, 1200mm (W) x 700mm (H) x 1000mm (D), Material: EG2.0mm | 7080082224002
6625 | Cabinet For Single Fire Hose (Fire Code 2018) - Wall Mounted, Weather Proof, Red Colour c/w Spring Lock, U-Rubber At All Glass, 4mm Tempered Viewing Glass, 690mm (W) x 715mm (H) x 250mm (D), Material : 1.2mm EG | 7080082500000
6628 | Cabinet For Single Fire Hose (Fire Code 2018) - Wall Mounted, Non-Weather Proof, Red Colour c/w Spring Lock, 4mm Tempered Viewing Glass, 690mm (W) x 640mm (H) x 250mm (D), Material : 1.2mm EG | 7080082700000
6629 | Cabinet For Single Fire Hose - Recess Type, Non Weather Proof, Red Colour c/w Spring Lock, 4mm Tempered Viewing Glass, 690mm (W) x 640mm (H) x 250mm (D) 30mm (Frame), Material : 1.2mm EG | 7080082724001
6632 | 350Mm(L)X220Mm(D)X750Mm(H)X1.2Mm,,Cabinet For Fire Extinguisher ( 5Kg Co2), Non Weather Proof, Lockable,Red Colour,,Lock & Key, Viewing Glass, Break Glass,,Material : Eg | 7080150000000
6633 | 350Mm(L)X220Mm(D)X750Mm(H)X1.2Mm,,Cabinet For Fire Extinguisher (5Kg CO2, 9Ltr Water-Mist), Non Weather Proof, Non Lockable,Red Colour,,Thumb Latch Knob, Viewing Glass,,Material : Eg | 7080150100000
6641 | 350mm(L) X 220mm(D) X 820mm(H) X 1.2mm - Cabinet For Fire Extinguisher ( 5Kg CO2), Weather Proof, Lockable, Red Colour, Lock & Key, Break Glass, U-Rubber At All Glass, Material: EG | 7080150600000
6642 | 350mm(L) X 220mm(D) X 820mm(H) X 1.2mm - Cabinet For Fire Extinguisher ( 5Kg CO2), Weather Proof, Non Lockable,Red Colour, Thumb Latch Knob, U-Rubber At All Glass, Material: EG | 7080150700000
6647 | 120Mm(H)X120Mm(L)X60Mm(D)X1.2Mm,,Cabinet For Jet Nozzle Wall Mounted, Non Weather Proof, Lockable,Red Colour,,Lock & Key, Plain Glass,Material : Eg, | 7080160000000
6648 | Cabinet For Jet Nozzle - Wall Mounted, Non-Weather Proof, Lockable, Red Colour c/w Lock & Key (0323786600000), Plain Glass, Size: 138mm(H) x 138mm(L) x 53mm(D) x 1.2mm Material : EG | 7080160100000
6649 | Cabinet For Jet Nozzle - Wall Mounted, Non-Weather Proof, Lockable, Red Colour c/w Plastic Lock & Key (0307400800000), Plain Glass, Size: 138mm(H) x 138mm(L) x 53mm(D) x 1.2mm Material : EG | 7080160200000
6650 | Cabinet For 2 Way Breeching Inlet - Wall Mounted 'Dry Riser Breeching Inlet', Red Colour c/w Spring Lock, 6mm Wire Glass, 570mm (L) x 395mm (H) x 305mm (D), Material : 1.2mm EG | 7080170000000
6653 | Cabinet For 2 Way Breeching Inlet (BS 5041-5)- Wall Mounted 'Dry Riser Breeching Inlet', Red Colour c/w Spring Lock, 6mm Wire Glass, 595mm (L) x 395mm (H) x 295mm (D), Material : 1.5mm EG | 7080170300000
6656 | Cabinet For 2 Way Breeching Inlet (BS 5041-5)- Wall Mounted “Foam Riser Breeching Inlet', Red Colour c/w Spring Lock, 6mm Wire Glass, 595mm (L) x 395mm (H) x 295mm (D), Material : 1.5mm EG | 7080170323001
6658 | Cabinet For Breeching Inlet 2 Way Wall Mounted, Door Only, Dry Riser Breeching Inlet, Red Colour, Spring Lock, 6mm Wire Glass,551mm (L) x 351mm (H) x 20mm (D), Material : 1.5mm EG BS5041-5, Material : EG | 7080170325001
6659 | Cabinet For 2 Way Breeching Inlet, Wall Mounted, 'DRY RISER BREECHING INLET', Non-Weather Proof, Red Colour c/w Spring Lock, 6mm Wire Glass, 660mm (W) x 485mm (H) x 295mm (D) x 1.5 mm, Material: EG | 7080170325003
6660 | Cabinet For 2 Way Breeching Inlet, Wall Mounted, 'DRY RISER BREECHING INLET', Non-Weather Proof, Red Colour c/w Spring Lock, 6mm Wire Glass, 635mm (W) x 460mm (H) x 295mm (D) x 1.5 mm, Material: EG | 7080170325004
6661 | Cabinet For 4 Way Breeching Inlet - Wall Mounted 'Sprinkler Breeching Inlet', Red Colour c/w Spring Lock, 6mm Wire Glass, 570mm (L) x 570mm (H) x 305mm (D), Material : 1.2mm EG | 7080180000000
6664 | Cabinet For 4 Way Breeching Inlet - Wall Mounted 'Dry Riser Breeching Inlet', Red Colour c/w Spring Lock, 6mm Wire Glass, 570mm (L) x 570mm (H) x 305mm (D), Material : 1.2mm EG | 7080180300000
6665 | Cabinet For 4 Way Breeching Inlet (BS 5041-5)- Wall Mounted 'Sprinkler Breeching Inlet', Red Colour c/w Spring Lock, 6mm Wire Glass, 595mm (L) x 595mm (H) x 295mm (D), Material : 1.5mm EG | 7080180400000
6667 | 595mm(L)x595mm(H)x295mm(D)x1.5mm, Cabinet For Breeching Inlet 4 Way Wall Mount, 'Dry Riser Breeching Inlet', Red Colour, Spring Lock, 6mm Wire Glass, BS5041-5, Material : EG | 7080180421003
6670 | 595mm(L)X595mm(H)X295mm(D)X1.5mm, Cabinet For Breeching Inlet 4 Way WallMount, "Sprinkler Breeching Inlet", Red Colour, Spring Lock, 6m Wire Glass, U-Rubber At All Glass,, Weatherproof, Material : EG | 7080180423001
6673 | Cabinet For Double Fire Hose - Wall Mounted, Red Colour, Non-Weather Proof c/w Spring Lock, 5mm Plain Viewing Glass, 650mm (L) x 608mm (H) x 350mm (D), Material : 1.2mm EG | 7080190000000
6675 | Cabinet For Double Fire Hose - Wall Mounted, Weather Proof, Red Colour c/w Spring Lock, U-Rubber At All Glass, Plain Viewing Glass, 650mm (W) x 700mm (H) x 350mm (D), Material : 1.2mm EG | 7080190300000
6677 | Cabinet For Double Fire Hose (Fire Code 2018) - Wall Mounted, Non-Weather Proof, Red Colour c/w Spring Lock, 4mm Tempered Viewing Glass, 690mm (W) x 640mm (H) x 350mm (D), Material : 1.2mm EG | 7080190600000
6681 | Cabinet For Double Fire Hose (Fire Code 2018) - Wall Mounted, Weather Proof, Red Colour c/w Spring Lock, U-Rubber At All Glass, 4mm Tempered Viewing Glass, 690mm (W) x 735mm (H) x 350mm (D), Material : 1.2mm EG | 7080190800000
6683 | Self-Standing Cabinet For Double Fire Hose - Weather Proof, Red Colour c/w Chrome Handle With Lock & Key, Break Glass, 740mm(W) x 1370mm(H) x 280mm(D), Material : EG | 7080200000000
6685 | Self-Standing Cabinet For Double Fire Hose - Weather Proof, Louver c/w wire mesh, Red Colour c/w Chrome Handle With Lock & Key, Break Glass, 740mm (W) x 1370mm (H) x 280mm (D), Material : EG | 7080200024001
6686 | Self-Standing Cabinet For Double Fire Hose - Weather Proof, Red Colour c/w Chrome Handle With Lock & Key, Break Glass, 740mm (W) x 1370mm (H) x 280mm (D), Finishing Red Colour 1 Layer Marine Paint, Material : EG | 7080200024002
6687 | Self-Standing Cabinet For 4x Fire Hose - Weather Proof, Red Colour c/w Chrome Handle With Lock & Key, Break Glass, 740mm (W) x 1370mm (H) x 380mm (D), Material : EG | 7080210000000
6692 | Cabinet For (SCBA) Breathing Apparatus, Red Colour, Non-Weather Proof, Lockable With Lock & Key, Viewing Glass, Break Glass, 340mm(L) x 280mm(D) x 750mm(H) x 1.5mm, Material : EG | 7080260600000
6693 | Cabinet For (SCBA) Breathing Apparatus,Red Colour,Non Weatherproof,Non Lockable,Thumb Latch Knob,Viewing Glass,340mm(L)X280mm(D)X750mm(H)X1.5mm,Material : EG | 7080260619001
6708 | 595mm(H)x595mm(L)x100mm(D)x38mm Frame x 1.5mm, Cabinet For Breeching Inlet 4 Way Frame & Door, 'Dry Riser Breeching Inlet', Red Colour, Spring Lock, 6mm Wire Glass, BS5041-5, Material : EG | 7080290721002
6713 | Self-Standing Cabinet For 1-1/2" Hose Reel 1000MM(W) X 1100MM(H) X 850MM(D) X 1.5MM E.G | 7080400000000
6714 | 1550mm(L) x 600mm(W) x 1800mm(H) x 2.0mm, Cabinet For Fire Equipment, Material: EG | 7080400300000
6715 | Cabinet For 50kg Mobile Extinguisher,Self Standing Legs (4 nos of 150mm),Red Colour,Lockable,Lever Lock c/w Key,700mm(W)X1200mm(H)X720mm(D)X1.5mm(Thk),Material: EG,Standard Wording in White Colour | 7080400600000
6716 | Self-Standing Cabinet for 2 X Combat 25kg Store Pressure ABC Mobile Fire Extinguisher c/w Lock & Key and Slanted Roof, Finishing Red Colour Marine Paint, 1200mm (H) X 1200mm (W) X 700mm (D) 1.5mm Thickness, Self Standing Legs (150mm), Material: SS316 | 7080400625001
6420 | 220mm(W) x 175mm(D) x 510mm(H) x 1.2mm - Cabinet For Fire Extinguisher (1,2,3kg ABC, 2kg Halotron), Non-Weather Proof, Lockable,Red Colour, Lock & Key, Viewing Glass, Break Glass, Material : EG | 7080010000000
6423 | 220mm(W)X175mm(D)X510mm(H)X1.2mm,Material: EG,Cabinet For 1,2,3 kg Fire Extinguisher,Non Weatherproof,Lockable,Finishing: White Colour,c/w Lock & Key,Viewing Glass,Break Glass,Standard Wording In Red Colour | 7080010018001
6424 | 220mm(W) x 175mm(D) x 510mm(H) x 1.2mm, Cabinet For Fire Extinguisher (1,2,3kg ABC, 2kg Halotron, 2L Water-Mist), Non Weather Proof, Non Lockable,Red Colour, Thumb Latch Knob, Viewing Glass, Material : EG | 7080010100000
6427 | 220Mm(W)X175Mm(D)X510Mm(H)X1.2Mm,Cabinet For Fire Extinguisher (1,2,3Kg Abc, 2Kg Halotron, 2Ltr Water-Mist),Non Weather Proof, Non Lockable,White Colour (RAL9003),Thumb Latch Knob, Viewing Glass,Material : Eg | 7080010121005
6436 | 220mm(W) X 175mm(D) X 575mm(H) X 1.2mm - Cabinet For Fire Extinguisher (1,2,3Kg ABC, 2Kg Halotron), Weather Proof, Lockable, Red Colour, Lock & Key, Break Glass, U-Rubber At All Glass, Material: EG | 7080010600000
6437 | 220mm(W) X 175mm(D) X 575mm(H) X 1.2mm - Cabinet For Fire Extinguisher (1,2,3Kg ABC, 2Kg Halotron), Weather Proof, Non Lockable,Red Colour, Thumb Latch Knob, U-Rubber At All Glass,,Material: EG | 7080010700000
6442 | Cabinet For Fire Extinguisher (4kg ABC/4kg Hal/2kg CO2)), Red Colour, Non Weather Proof, Lockable with Lock & Key, Viewing Glass, Break Glass, 260mm(L) x 200mm(D) x 540mm(H) x 1.2mm, Material : EG | 7080020000000
6445 | Cabinet For Fire Extinguisher (4kg ABC/4kg Hal/2kg CO2), Red Colour, Non Weather Proof, Non-Lockable with Thumb Latch Knob, Viewing Glass, 260mm(L) x 200mm(D) x 540mm(H) x 1.2mm, Material : EG | 7080020100000
6448 | 260mm(L)X540mm(H)X200mm(D)X1.2mm,Material: EG,4kgs FX Cabinet,Wall Mounted,Non Weatherproof,Non Lockable,Finishing: White Colour,Thumb Latch Knob,Viewing Glass,Standard Wording in Red Colour | 7080020118001
6449 | 260mm(L) x 200mm(D) x 540mm(H) x 30mm(Frame) x 1.2mm, Material: Eg Plate, 4kgs ABC Dry Powder Fire Extinguisher Recess Mounted Cabinet, Marine Paint, RAL 9018 Papyrus White, C/w Plastic Thumb Latch Knob, Viewing Glass, Standard Wording In Red Colour | 7080020124001
6450 | 260mm(L) x 200mm(D) x 540mm(H) x 30mm(Frame) x 1.2mm, Material: Eg Plate, 4kgs ABC Dry Powder Fire Extinguisher Recess Mounted Cabinet, Marine Paint RAL 9004 Signal Black, C/w Plastic Thumb Latch Knob, Viewing Glass, Standard Wording In White Colour | 7080020124002
6451 | 260mm(L)X540mm(H)X200mm(D)X30mm(F)X1.2mm, Material: EG Plate, 4kgs FX Cabinet, Recess Mounted, Non Weatherproof, Non Lockable,Finishing: White Colour(As Per Lingjack Standard White Colour), Thumb Latch Knob, Viewing Glass, Standard Wording in Red Colour | 7080020124003
6463 | 260mm(L) X 200mm(D) X 610mm(H) X 1.2mm - Cabinet For Fire Extinguisher ( 4Kg ABC, 4Kg Halotron, 2Kg CO2), Weather Proof, Lockable,Red Colour, Lock & Key, Break Glass, U-Rubber At All Glass,,Material: EG | 7080020900000
6464 | 260Mm(L)X200Mm(D)X610Mm(H)X1.2Mm,Cabinet For Fire Extinguisher ( 4Kg Abc, 4Kg Halotron, 2Kg Co2),Weather Proof,Lockable,Red Colour,Lock & Key,Break Glass,U-Rubber At All Glass,Self Standing 4 Legs 400mm with Dia 12mm Mounting Holes,Material: Eg | 7080020925001
6465 | 260mm(L) X 200mm(D) X 610mm(H) X 1.2mm - Cabinet For Fire Extinguisher ( 4Kg ABC, 4Kg Halotron, 2Kg CO2), Weather Proof, Non Lockable, Red Colour, Thumb Latch Knob,U-Rubber At All Glass, Material: EG | 7080021000000
6471 | Cabinet For Fire Extinguisher - 6&9kg ABC/ 6kg Halotron/ 2.3kg CO2, Red Colour, Non-Weather Proof, Lockable With Lock & Key, Viewing Glass, Break Glass, 300mm(L) x 220mm(D) x 700mm(H) x 1.2mm, Material : EG | 7080030000000
6474 | Cabinet For Fire Extinguisher (6&9kg ABC, 6kg Halotron & 2.3kg CO2, 6Ltr Water-Mist), Red Colour, Non Weather Proof, Non-Lockable With Thumb Latch Knob, Viewing Glass, 300mm(L) x 220mm(D) x 700mm(H) x 1.2mm, Material: EG | 7080030100000
6477 | 300mm(W)X220mm(D)X700mm(H)X1.2mm,Standing Pole Cabinet for Fire Extinguisher,Red Colour,Non Weather Proof,Non Lockable With Thumb Latch Knob,Viewing Glass,Material: EG, Standing Pole 500mm (H) - Base Mounting Plate, 4 Mounting Holes 220mm(W)X220mm(L) | 7080030123001
6478 | 300mm(W)X220mm(D)X700mm(H)X1.2mm, Standing Pole Cabinet for Fire Extinguisher,Red Colour,Non Weather Proof,Non Lockable With Thumb Latch Knob,Viewing Glass,Material: EG,Standing Pole 260mm (H), Base Mounting Plate 200mm(W)X200mm(L) with 4 Mounting Holes | 7080030125002
6479 | 310mm(W)X400Mm(D)X970mm(H)X30mm(Frame)x1.2mm,Recess Cabinet For Fire Extinguisher , Non Weather Proof, Rectangle Push Lock, Material : EG , White RAL 9003, Standard wording in red | 7080030125003
6485 | 300mm(L) X 220mm(D )X 770mm(H) X 1.2mm - Cabinet For Fire Extinguisher ( 6 & 9Kg ABC, 6Kg Halotron, 2.3Kg CO2), Weather Proof, Lockable,Red Colour, Lock & Key, Break Glass, U-Rubber At All Glass, Material: EG | 7080030600000
6486 | 300Mm(L)X220Mm(D)X770Mm(H)X1.2Mm,Cabinet For Fire Extinguisher ( 6 & 9Kg Abc, 6Kg Halotron, 2.3Kg Co2), Weather Proof, Lockable,Red Colour,,Lock & Key, Break Glass, U-Rubber At All Glass,,Material: Eg, Model : C-L1MW c/w 6L Fluorine Free Lithium Ion Battery Fire Extinguisher C/w TUV Approval EN3 & NTA 8133, Fire Rating 13A, 34B, 75F & Li 600Wh, Hook Bracket 74, (Dwg No. 20809272), Model : C-6LISE | 7080030624001
6487 | 300mm(L) X 220mm(D) X 770mm(H) X 1.2mm, Cabinet For Fire Extinguisher ( 6 & 9Kg ABC 6Kg Halotron, 2.3Kg CO2), Weather Proof, Non Lockable, Red Colour, Thumb Latch Knob, U-Rubber At All Glass, Material: EG | 7080030700000
6488 | 300mm(W)X220mm(D)X770mm(H)X1.2mm,Standing Pole Cabinet for Fire Extinguisher,Red Colour,Weather Proof,Non Lockable With Thumb Latch Knob,Viewing Glass,Material: EG,Standing Pole 500mm (H), Base Mounting Plate-220mm(W)X220mm(L) 4 Mounting Holes. | 7080030724001
6489 | 350mm(L) X 400mm(D) X 800mm(H) X 1.5mm, Cabinet For Air Compressor Outside Wall Mount, Non Weather Proof c/w Roof & Ventilation Holes, Below is Opening, Non Lockable, Red Colour, Thumb Latch Knob, Material: EG | 7080030725001
6494 | 300Mm(L)X220Mm(D)X770Mm(H)X1.0Mm, Cabinet For Fire Extinguisher (6 & 9Kg Abc, 6Kg Halotron), Weather Proof, Non Lockable,Hairline Finish, Thumb Latch Knob,U-Rubber At All Glass, 4 Nos Of Legs (150mm), Material: Ss304, | 7080031424001
6495 | 800mm(H) x 800mm(W) x 361mm(D) x 1.2mm Hose Reel Cabinet - Wall Mounted, Non Weather Proof, Lockable, Red Colour, Lock & Key, Viewing Glass, Break Glass, Back Of Cabinet Is Not Fully Covered Up. Standard Wordings in White Colour, Material: EG | 7080050000000
6496 | 800mm(H) x 800mm(W) x 361mm(D) x 1.2mm Hose Reel Cabinet - Wall Mounted, Non Weatherproof, Lockable, Red Colour, Lock & Key, Break Glass, Viewing Glass, Back of Cabinet Covered Up, Standard Wording in White Colour c/w 25mm x 30m Manual Swing Standard Hose Reel (Com No. 8080010000006), Material: EG | 7080050022001
6497 | 800mm(H) x 800mm(W) x 361mm(D) x 1.2mm Hose Reel Cabinet - Wall Mounted, Non Weatherproof, Lockable, Red Colour, Lock & Key, Viewing Glass, Break Glass, Back of Cabinet Covered Up, Standard Wording in White Colour, Material: EG complete with 1" X 30m HP Hose Reel, Swing L-Bracket, Drum 585mm X 180mm, LG2 Double Waterway(Right), C/W MED, EN694 High Pressure Hose, C18 Jet/Spray Nozzle, Inlet: 1" NST(F), BS EN671-1, Material: SS316 | 7080050023001
6498 | Cabinet For Hose Reel - Wall Mounted, Red Colour, Non-Weather Proof, Non-Lockable With Thumb Latch Knob, Viewing Glass, Back Of Cabinet Not Fully Covered Up, 800mm(H) x 800mm(L) x 361mm(D) x 1.2mm, Material: EG | 7080050100000
6499 | 800mm(W)X800mm(H)X361mm(D)X1.2mm,Material: EG,Self Standing Hose Reel Cabinet,Non Lockable,Non weather Proof,c/w Thumb Latch Knob,Viewing Glass, 4 Nos Legs (150mm) With Hole,Back Of Cabinet Fully Covered Up,Standard Wording In White | 7080050118002
6500 | 800Mm(W)X800Mm(H)X361Mm(D)X1.2MM,Material: EG,Hose Reel Cabinet,Wall Mounted,Non Lockable,Non Weatherproof,Red Colour,Thumb Latch Knob,Viewing Glass,Door Opening From Right To Left,Back Of Cabinet Is Not Fully Cover Up,Standard Wording In White Colour | 7080050118015
6501 | 800mm(W)X800mm(H)X361mm(D)X1.2mm,Material: EG,Self Standing Hose Reel Cabinet,Non Lockable,Non Weatherproof,Thumb Latch Knob,Viewing Glass,4 Nos Legs (300mm) With Hole,Back Of Cabinet Fully Covered Up,Standard Wording In White | 7080050121001
6502 | 800mm(W)X800mm(H)X361mm(D)X1.2mm,Material: EG,Hose Reel Cabinet,Wall Mounted,Non Lockable,Non Weatherproof, White Colour,Thumb Latch Knob,Viewing Glass,Back Of The Cabinet Is Fully Cover Up,Standard Wording In Red Colour | 7080050123002
6503 | Cabinet For Hose Reel - Floor Mounted, Red Colour,Non- Weather Proof, Non-Lockable With Thumb Latch Knob, Viewing Glass, Back Of Cabinet Is Fully Covered Up, 800mm(H) x 800mm(L) x 361mm(D) x 1.2mm, Material: EG | 7080050123004
6504 | 800mm(H) x 750mm(L) x 361mm(D) x 1.2mm, Cabinet For Hose Reel - Wall Mounted, Red Colour, Non-Weather Proof, Non-Lockable With Thumb Latch Knob, Viewing Glass, Back Of Cabinet Not Fully Covered Up, Material: EG | 7080050125001
6510 | 800mm(W) x 800mm(H) x 361mm(D) x 1.0mm, Hose Reel Cabinet Self Standing Legs (150mm each), Non Weatherproof, Non Lockable, Hairline Finishing, Thumb Latch Knob, Viewing Glass, Back Is Fully Cover Up, Standard Wording In Red Colour, Material: SS304 | 7080050422007
6514 | 800mm(H) x 800mm(L) x 361mm(D) x Overall Thk 1.6mm Cabinet For Hose Reel, Wall Mounted, Non Weather Proof, Lockable, (HDB), Red Colour, Spring Lock, Tempered Viewing Glass, Handle, Back Of Cabinet Is Not Fully Covered Up, Material: EG | 7080050700000
6515 | 800mm(W)X800mm(H)X361mm(D)X1.6mm,Hose Reel Cabinet,Wall Mounted,Non Weatherproof,Lockable,HDB,Red Colour,Spring Lock,Door Open From Right to Left,Tempered Viewing Glass,Handle,Back Of Cabinet Is Not Fully Covered Up,Material: EG | 7080050718002
6516 | 750m(H)X750mm(L)X361mm(D)X1.5mm,Cabinet For Hose Reel,Wall Mounted,Non Weatherproof,Lockable,(HDB),Red Colour,Spring Lock,Tempered Glass,Handle,Back Of Cabinet Is Not Fully Covered Up,Material: EG | 7080050725001
6517 | 800mm(W) X 800mm(H) X 100mm(D) X 30mm Frame x 1.2mm - Cabinet For Hose Reel Frame & Door, Non Weather Proof, Lockable, Red Colour, Lock & Key, Viewing Glass, Break Glass, Material: EG | 7080051900000
6518 | 800mm(H) x 800mm(L) x 100mm(D) x 30mm Frame x 1.2mm - Cabinet For Hose Reel Frame & Door, Non Weather Proof, Non Lockable,Red Colour, Thumb Latch Knob, Viewing Glass, Material: EG | 7080052000000
6522 | 800mm(H) x 800mm(L) x 100mm(D) x 30mm (Frame) x 1.2mm - Cabinet For Hose Reel Frame & Door, Non Weather Proof, Non Lockable, Finished White Colour, Thumb Latch Knob, Viewing Glass,Material: EG | 7080052023041
6524 | 960mm(H) x 960mm(L) x 70mm(D) x 30mm Frame x 1.2mm - Cabinet For Hose Reel Frame & Door, Non Weather Proof, Non Lockable,Red Colour, Thumb Latch Knob, Viewing Glass, U Shape Frame (Top Frame 14 mm Bend inside), Material: EG | 7080052024007
6525 | 850mm(W) X 970mm(H) X 100mm(D) X 30mm Frame x 1.2mm - Cabinet For Hose Reel Frame & Door, Non Weather Proof, Non-Lockable, Red Colour, Cylindrical Lock, Full Panel, Material: EG, Standard wording in white. | 7080052025001
6526 | 980mm(H) x 980mm(L) x 100mm(D) x 30mm Frame x 1.2mm - Cabinet For Hose Reel Frame & Door, Non Weather Proof, Non Lockable, Red Colour, Thumb Latch Knob, Viewing Glass, Material: EG | 7080052025005
6527 | 940mm(H) x 880mm(L) x 100mm(D) x 30mm (Frame) x 1.2mm - Cabinet For Hose Reel Frame & Door, Non Weather Proof, Non Lockable, Finished White Colour, Thumb Latch Knob, Viewing Glass, Standard Wording In Red Colour, Material: EG | 7080052025007
6534 | 800mm(W) X 900mm(H) x 361mm(D) X 1.2m - Cabinet For Hose Reel Wall Mounted, Weather Proof, Lockable, Red Colour, Lock & Key, Viewing Glass, Break Glass, Back Of Cabinet Is Fully Covered Up. Material: EG | 7080052600000
6535 | 798mm(W) x 789mm(H) x 20mm(D) x 1.2m - Cabinet For Hose Reel Wall Mounted Weather Proof Door Only, Lockable, Red Colour, Lock & Key, Viewing Glass, Break Glass, Material: EG | 7080052625001
6536 | 800mm(W) X 900mm(H) 361mm(D X 1.2mm - Cabinet For Hose Reel Wall Mounted, Weather Proof, Non Lockable,Red Colour, Thumb Latch Knob, Viewing Glass, Back Of Cabinet Is Fully Covered Up, Material: EG | 7080052700000
6537 | 800Mm(L)X361Mm(D)X900Mm(H)X1.2Mm,Cabinet For Hose Reel, Weather Proof, Non Lockable, Red Colour, Thumb Latch Knob, Viewing Glass, Back Of Cabinet Is Fully Covered Up Without Mounting Holes, Material: Eg | 7080052725001
6538 | 800mm(W) x 900mm(H) x 361mm(D) x 1.2mm, Material: EG, Hose Reel Cabinet, Non-Lockable, Weatherproof, Red Colour, C/w Plastic Thumb Latch Knob, Viewing Glass, Back Of Cabinet Is Fully Covered Up, Without Any Mounting Holes, Standard Wording In White Colour. | 7080052725002
6543 | 800mm(W) X 800mm(H) X 361mm(D) X 1.2mm - Cabinet For Hose Reel Wall Mounted, Non Weather Proof, Lockable, Red Colour, Spring Lock, Temper Viewing Glass, Back Of Cabinet Is Not Fully Covered Up, SS575 :2012, Material: EG | 7080053000000
6544 | 800mm(H) x 800mm(L) x 361mm(D) x Overall Thk 1.6mm Cabinet For Hose Reel, Wall Mounted, Non Weather Proof, Lockable, Red Colour, Spring Lock cw Handle, 3mm Plain Viewing Glass, Back Of Cabinet Is Not Fully Covered Up, Standard Wording In White Colour, Material: EG | 7080053025001
6548 | 800mm(W) X 900mm(H) X 361mm(D) X 1.2mm - Cabinet For Hose Reel Wall Mounted, Weather Proof, Lockable, Red Colour, Spring Lock, Temper Glass, Back Of Cabinet Is Fully Covered Up. SS 575 : 2012, Material: EG | 7080053300000
6550 | Cabinet For Hose Reel Wall Mounted, Non Weather Proof, Non Lockable, White Colour c/w Thumb Latch Knob, Viewing Glass, Back Of Cabinet Is Not Fully Covered Up, 800mm(H) x 800mm(L) x 361mm(D) x 1.2mm, Material: EG | 7080053500000
6557 | 800mm(W)X900mm(H)X361mm(D)X1.0mm, Material: SS304,Self Standing Hose Reel Cabinet, Weather Proof , Non-Lockable,Hairline Finishing, Thumb Latch Knob, Full Panel Door, 4 Nos Legs (300mm),Back Of Cabinet Fully Covered Up, Standard Wording In Red Colour | 7080053724005
6559 | 800mm(W) X 900mm(H) X 361mm(D) X 1.0mm - Self Standing Cabinet For Hose Reel, Weather Proof, Lockable,Hairline Finish, Lock & Key, Viewing Glass, Break Glass, Back Of Cabinet Is Fully Covered Up, Material: SS304, Legs (150mm) | 7080053825001
6560 | 800Mm(H)X800Mm(L)X361Mm(D)X1.2Mm,,Cabinet For Hose Reel Wall Mounted, Non Weather Proof, Non-Lockable, Back Cover,,Red Colour,,Thumb Latch Knob, Viewing Glass, Back Of Cabinet Is Fully Covered Up,,Material: Eg, | 7080053900000
6561 | 800Mm(H)X800Mm(L)X361Mm(D)X1.2Mm,,Cabinet For Hose Reel Wall Mounted, Non Weather Proof, Lockable, Back Cover,,Red Colour, Lock & Key, Viewing Glass, Back Of Cabinet Is Fully Covered Up,,Material: EG | 7080053900001
6562 | 800mm(H)X800mm(L)X400mm(D) x 1.2mm,Cabinet For Hose Reel,Wall Mounted,Red Color,Non Weatherproof,Non Lockable,Thumb Latch Knob,Viewing Glass,Back Of Cabinet Is Fully Covered Up, Left Side Open With Frame 50mm, Door Inside & Open From Right To Left, Material: EG | 7080053923003
6563 | 800mm(W)X800mm(H)X361mm(D)X1.2mm,Material: EG,Self Standing Hose Reel Cabinet,Non Lockable,Non Weather Proof,c/w Thumb Latch Knob,Viewing Glass, 4 Nos Legs (150mm),Back Of Cabinet Fully Covered Up,Standard Wording In White | 7080053924001
6564 | 800Mm(H)X800Mm(L)X361Mm(D)X1.2Mm,,Cabinet For Hose Reel Wall Mounted, Non Weather Proof, Back Cover,,Red Colour, Lock & Key, Viewing Glass, Back Of Cabinet Is Fully Covered Up,,Material: EG c/w 1"X30m Manual Hose Reel (Model: HR-1SW) | 7080053924002
6565 | 800Mm(H)X800Mm(L)X361Mm(D)X1.2Mm,,Cabinet For Hose Reel Wall Mounted, Non Weather Proof, Lockable, Back Cover,,Red Colour, Lock & Key, Viewing Glass, Back Of Cabinet Is Fully Covered Up,,Material: EG, Water Inlet Hole 140mm Diameter & Mounting Bracket at Left Side | 7080053924003
6566 | 700mm(W) x 800mm(H) x 360mm(D) x 30mm(Frame) x 1.2mm, Material: Eg Plate, Hose Reel Cabinet, Recess Type, Non Lockable, Non Weather Proof, Red Colour, C/w Plastic Thumb Latch Knob, Viewing Glass, Back Of The Cabinet Is Fully Cover Up, Standard Wording In White Colour | 7080053924004
6567 | 800mm(W) X 1000mm(H) X 400mm(D) X 30mm Frame x 1.5mm - Recess Type Cabinet For 3/4" Hose Reel, c/w Viewing Glass & Thumb Latch Knob, Material: EG, Finishing RAL 3000 Red, Back Of Cabinet Fully Covered Up,Standard Wording In White | 7080053925003
6568 | 800Mm(H)X800Mm(L)X361Mm(D)X1.2Mm, Self Standing Cabinet For Hose Reel, Non Weather Proof, Red Colour, Lock & Key, Viewing Glass, Back Of Cabinet Is Fully Covered Up, Standard Wording In White, Self Standing 4 Legs 350mm with Dia 14mm Mounting Holes, Material: EG, | 7080053925004
6569 | 800Mm(H)X800Mm(L)X361Mm(D)X1.2Mm,,Cabinet For Hose Reel Wall Mounted, Non Weather Proof, Non-Lockable,Bottom Without Hole,Red Colour,Thumb Latch Knob, Viewing Glass, Back Of Cabinet Is Fully Covered Up,,Material: Eg | 7080053925006
6571 | 800Mm(H)X800Mm(L)X361Mm(D)X1.2Mm, Self Standing Cabinet For Hose Reel, Non Weather Proof, Red Colour, Non Lockable with Thumb Latch Knob, Viewing Glass, Back Of Cabinet Is Fully Covered Up, Standard Wording In White, Self Standing 4 Legs 350mm with Dia 14mm Mounting Holes, Material: EG, c/w 1"X30m Manual Hose Reel (Model: HR-1SW) | 7080053925008
6572 | Cabinet For Hose Reel with 4nos Legs(300mm) c/w Special Bottom Hole & Mounting Bracket at Back Side | 7080053925009
6577 | 800mm(W)X800mm(H)X361mm(D)X1.0mm, Material: SS304,Self Standing Hose Reel Cabinet, Non-Weather Proof , Non-Lockable, Hairline Finishing, Thumb Latch Knob, Viewing Glass, 4 Nos Legs (500mm)c/w Supporting Bar,Back Of Cabinet Fully Covered Up, Standard Wording In Red Colour, | 7080054025001
6578 | 800mm(W)X800mm(H)X361mm(D)X1.0mm,Material: SS304,Self Standing Hose Reel Cabinet,Non Lockable,Non weather Proof,c/w Thumb Latch Knob,Viewing Glass, 4 Nos Legs (300mm),Back Of Cabinet Fully Covered Up without hole,Standard Wording In Red. | 7080054025005
6581 | Cabinet For 2 Way Breeching Inlet - Recess 'Dry Riser Breeching Inlet', Red Colour c/w Spring Lock, 6mm Wire Glass, 570mm (L) x 395mm (H) x 305mm (D), Material : 1.2mm EG | 7080060000000
6582 | 570mm(W) x 400mm(H) x 350mm(D) x 30mm(Frame) x 1.2mm, Material: Eg Plate, 2 Way Breeching Inlet Recess Cabinet, Red Colour, C/w Spring Lock, Wired Viewing Glass, Standard Wording in White Colour “Dry Riser Breeching Inlet” | 7080060025001
6585 | Cabinet For 2 Way Breeching Inlet (BS 5041-5)- Recess 'Dry Riser Breeching Inlet', Red Colour c/w Spring Lock, 6mm Wire Glass, 595mm (L) x 395mm (H) x 295mm (D), Material : 1.5mm EG | 7080060300000
6588 | 500mm(L)X400mm(H)X290mm(D)X1.5mm, Cabinet For Breeching Inlet 2 Way Recess, "Dry Riser Breeching Inlet", Red Colour, Spring Lock, 6mm Wire Glass, BS5041-5, Material : EG | 7080060325002
6590 | Cabinet For 2 Way Breeching Inlet - Recess 'Dry Rising Main Inlet', Red Colour c/w Spring Lock, 6mm Wire Glass, 570mm (L) x 390mm (H) x 295mm (D) x 40mm(F), Material : 1.5mm EG | 7080060325004
6591 | Cabinet For 4 Way Breeching Inlet - Recess 'Dry Riser Breeching Inlet', Red Colour c/w Spring Lock, 6mm Wire Glass, 570mm (L) x 570mm (H) x 305mm (D), Material : 1.2mm EG | 7080070000000
6597 | Cabinet For 4 Way Breeching Inlet - Recess 'Sprinkler Breeching Inlet', Red Colour c/w Spring Lock, 6mm Wire Glass, 570mm (L) x 570mm (H) x 305mm (D), Material : 1.2mm EG | 7080071100000
6600 | Cabinet For 4 Way Breeching Inlet - Recess 'Wet Riser Breeching Inlet', Red Colour c/w Spring Lock, 6mm Wire Glass, 570mm (L) x 570mm (H) x 305mm (D), Material : 1.2mm EG | 7080071500000
6601 | Cabinet For 4 Way Breeching Inlet (BS 5041-5)- Recess 'Dry Riser Breeching Inlet', Red Colour c/w Spring Lock, 6mm Wire Glass, 595mm (L) x 595mm (H) x 295mm (D), Material : 1.5mm EG | 7080071600000
6604 | 595mm(L)x595mm(H)x295mm(D)x1.5mm, Cabinet For Breeching Inlet 4 Way Recess, 'Sprinkler Breeching Inlet', Red Colour, Spring Lock, 6mm Wire Glass, BS5041-5, Material : EG | 7080071621003
6606 | 550mm (L) x 560mm (H) x 295mm (D), Frame 40mm , Cabinet For 4 Way Breeching Inlet (BS 5041-5)- Recess, Red Colour c/w Spring Lock, 6mm Wire Glass, Door Opening From Right To Left. Material : 1.5mm EG. Wording : "Breeching Inlet To Sprinkler System" In White Colour. | 7080071623003
6609 | 588mm(L)x587mm(H)x20mm(D)x1.5mm, 4 Way Recess Breeching Inlet Cabinet Door Only, Finishing Red Colour, Spring Lock, 6mm Wire Glass, Standard Hinges, "Sprinkler Breeching Inlet" In White Colour. Material EG | 7080071624006
6611 | 570mm(L)X570mm(H)X290mm(D)X1.5mm, Cabinet For Breeching Inlet 4 Way Recess, "Dry Riser Breeching Inlet", Red Colour, Spring Lock, 6mm Wire Glass, BS5041-5, Material : EG | 7080071625005
6615 | Cabinet For Single Fire Hose - Wall Mounted, Weather Proof, Red Colour c/w Spring Lock, U-Rubber At All Glass, Plain Viewing Glass, 650mm (W) x 680mm (H) x 250mm (D), Material : 1.2mm EG | 7080080400000
6618 | Cabinet For Single Fire Hose - Wall Mounted, Non Weather Proof, Red Colour c/w Spring Lock, 5mm Plain Viewing Glass, 650mm (W) x 608mm (H) x 250mm (D), Material : 1.2mm EG | 7080082200000
6620 | Cabinet For Life Jacket Storage Box - 2 Layers Marine Paint Orange Colour (RAL 2008), c/w 2 Toggle Latch Lock, 1200mm (W) x 700mm (H) x 1000mm (D), Material: EG2.0mm | 7080082224002
6625 | Cabinet For Single Fire Hose (Fire Code 2018) - Wall Mounted, Weather Proof, Red Colour c/w Spring Lock, U-Rubber At All Glass, 4mm Tempered Viewing Glass, 690mm (W) x 715mm (H) x 250mm (D), Material : 1.2mm EG | 7080082500000
6628 | Cabinet For Single Fire Hose (Fire Code 2018) - Wall Mounted, Non-Weather Proof, Red Colour c/w Spring Lock, 4mm Tempered Viewing Glass, 690mm (W) x 640mm (H) x 250mm (D), Material : 1.2mm EG | 7080082700000
6629 | Cabinet For Single Fire Hose - Recess Type, Non Weather Proof, Red Colour c/w Spring Lock, 4mm Tempered Viewing Glass, 690mm (W) x 640mm (H) x 250mm (D) 30mm (Frame), Material : 1.2mm EG | 7080082724001
6632 | 350Mm(L)X220Mm(D)X750Mm(H)X1.2Mm,,Cabinet For Fire Extinguisher ( 5Kg Co2), Non Weather Proof, Lockable,Red Colour,,Lock & Key, Viewing Glass, Break Glass,,Material : Eg | 7080150000000
6633 | 350Mm(L)X220Mm(D)X750Mm(H)X1.2Mm,,Cabinet For Fire Extinguisher (5Kg CO2, 9Ltr Water-Mist), Non Weather Proof, Non Lockable,Red Colour,,Thumb Latch Knob, Viewing Glass,,Material : Eg | 7080150100000
6641 | 350mm(L) X 220mm(D) X 820mm(H) X 1.2mm - Cabinet For Fire Extinguisher ( 5Kg CO2), Weather Proof, Lockable, Red Colour, Lock & Key, Break Glass, U-Rubber At All Glass, Material: EG | 7080150600000
6642 | 350mm(L) X 220mm(D) X 820mm(H) X 1.2mm - Cabinet For Fire Extinguisher ( 5Kg CO2), Weather Proof, Non Lockable,Red Colour, Thumb Latch Knob, U-Rubber At All Glass, Material: EG | 7080150700000
6647 | 120Mm(H)X120Mm(L)X60Mm(D)X1.2Mm,,Cabinet For Jet Nozzle Wall Mounted, Non Weather Proof, Lockable,Red Colour,,Lock & Key, Plain Glass,Material : Eg, | 7080160000000
6648 | Cabinet For Jet Nozzle - Wall Mounted, Non-Weather Proof, Lockable, Red Colour c/w Lock & Key (0323786600000), Plain Glass, Size: 138mm(H) x 138mm(L) x 53mm(D) x 1.2mm Material : EG | 7080160100000
6649 | Cabinet For Jet Nozzle - Wall Mounted, Non-Weather Proof, Lockable, Red Colour c/w Plastic Lock & Key (0307400800000), Plain Glass, Size: 138mm(H) x 138mm(L) x 53mm(D) x 1.2mm Material : EG | 7080160200000
6650 | Cabinet For 2 Way Breeching Inlet - Wall Mounted 'Dry Riser Breeching Inlet', Red Colour c/w Spring Lock, 6mm Wire Glass, 570mm (L) x 395mm (H) x 305mm (D), Material : 1.2mm EG | 7080170000000
6653 | Cabinet For 2 Way Breeching Inlet (BS 5041-5)- Wall Mounted 'Dry Riser Breeching Inlet', Red Colour c/w Spring Lock, 6mm Wire Glass, 595mm (L) x 395mm (H) x 295mm (D), Material : 1.5mm EG | 7080170300000
6656 | Cabinet For 2 Way Breeching Inlet (BS 5041-5)- Wall Mounted “Foam Riser Breeching Inlet', Red Colour c/w Spring Lock, 6mm Wire Glass, 595mm (L) x 395mm (H) x 295mm (D), Material : 1.5mm EG | 7080170323001
6658 | Cabinet For Breeching Inlet 2 Way Wall Mounted, Door Only, Dry Riser Breeching Inlet, Red Colour, Spring Lock, 6mm Wire Glass,551mm (L) x 351mm (H) x 20mm (D), Material : 1.5mm EG BS5041-5, Material : EG | 7080170325001
6659 | Cabinet For 2 Way Breeching Inlet, Wall Mounted, 'DRY RISER BREECHING INLET', Non-Weather Proof, Red Colour c/w Spring Lock, 6mm Wire Glass, 660mm (W) x 485mm (H) x 295mm (D) x 1.5 mm, Material: EG | 7080170325003
6660 | Cabinet For 2 Way Breeching Inlet, Wall Mounted, 'DRY RISER BREECHING INLET', Non-Weather Proof, Red Colour c/w Spring Lock, 6mm Wire Glass, 635mm (W) x 460mm (H) x 295mm (D) x 1.5 mm, Material: EG | 7080170325004
6661 | Cabinet For 4 Way Breeching Inlet - Wall Mounted 'Sprinkler Breeching Inlet', Red Colour c/w Spring Lock, 6mm Wire Glass, 570mm (L) x 570mm (H) x 305mm (D), Material : 1.2mm EG | 7080180000000
6664 | Cabinet For 4 Way Breeching Inlet - Wall Mounted 'Dry Riser Breeching Inlet', Red Colour c/w Spring Lock, 6mm Wire Glass, 570mm (L) x 570mm (H) x 305mm (D), Material : 1.2mm EG | 7080180300000
6665 | Cabinet For 4 Way Breeching Inlet (BS 5041-5)- Wall Mounted 'Sprinkler Breeching Inlet', Red Colour c/w Spring Lock, 6mm Wire Glass, 595mm (L) x 595mm (H) x 295mm (D), Material : 1.5mm EG | 7080180400000
6667 | 595mm(L)x595mm(H)x295mm(D)x1.5mm, Cabinet For Breeching Inlet 4 Way Wall Mount, 'Dry Riser Breeching Inlet', Red Colour, Spring Lock, 6mm Wire Glass, BS5041-5, Material : EG | 7080180421003
6670 | 595mm(L)X595mm(H)X295mm(D)X1.5mm, Cabinet For Breeching Inlet 4 Way WallMount, "Sprinkler Breeching Inlet", Red Colour, Spring Lock, 6m Wire Glass, U-Rubber At All Glass,, Weatherproof, Material : EG | 7080180423001
6673 | Cabinet For Double Fire Hose - Wall Mounted, Red Colour, Non-Weather Proof c/w Spring Lock, 5mm Plain Viewing Glass, 650mm (L) x 608mm (H) x 350mm (D), Material : 1.2mm EG | 7080190000000
6675 | Cabinet For Double Fire Hose - Wall Mounted, Weather Proof, Red Colour c/w Spring Lock, U-Rubber At All Glass, Plain Viewing Glass, 650mm (W) x 700mm (H) x 350mm (D), Material : 1.2mm EG | 7080190300000
6677 | Cabinet For Double Fire Hose (Fire Code 2018) - Wall Mounted, Non-Weather Proof, Red Colour c/w Spring Lock, 4mm Tempered Viewing Glass, 690mm (W) x 640mm (H) x 350mm (D), Material : 1.2mm EG | 7080190600000
6681 | Cabinet For Double Fire Hose (Fire Code 2018) - Wall Mounted, Weather Proof, Red Colour c/w Spring Lock, U-Rubber At All Glass, 4mm Tempered Viewing Glass, 690mm (W) x 735mm (H) x 350mm (D), Material : 1.2mm EG | 7080190800000
6683 | Self-Standing Cabinet For Double Fire Hose - Weather Proof, Red Colour c/w Chrome Handle With Lock & Key, Break Glass, 740mm(W) x 1370mm(H) x 280mm(D), Material : EG | 7080200000000
6685 | Self-Standing Cabinet For Double Fire Hose - Weather Proof, Louver c/w wire mesh, Red Colour c/w Chrome Handle With Lock & Key, Break Glass, 740mm (W) x 1370mm (H) x 280mm (D), Material : EG | 7080200024001
6686 | Self-Standing Cabinet For Double Fire Hose - Weather Proof, Red Colour c/w Chrome Handle With Lock & Key, Break Glass, 740mm (W) x 1370mm (H) x 280mm (D), Finishing Red Colour 1 Layer Marine Paint, Material : EG | 7080200024002
6687 | Self-Standing Cabinet For 4x Fire Hose - Weather Proof, Red Colour c/w Chrome Handle With Lock & Key, Break Glass, 740mm (W) x 1370mm (H) x 380mm (D), Material : EG | 7080210000000
6692 | Cabinet For (SCBA) Breathing Apparatus, Red Colour, Non-Weather Proof, Lockable With Lock & Key, Viewing Glass, Break Glass, 340mm(L) x 280mm(D) x 750mm(H) x 1.5mm, Material : EG | 7080260600000
6693 | Cabinet For (SCBA) Breathing Apparatus,Red Colour,Non Weatherproof,Non Lockable,Thumb Latch Knob,Viewing Glass,340mm(L)X280mm(D)X750mm(H)X1.5mm,Material : EG | 7080260619001
6708 | 595mm(H)x595mm(L)x100mm(D)x38mm Frame x 1.5mm, Cabinet For Breeching Inlet 4 Way Frame & Door, 'Dry Riser Breeching Inlet', Red Colour, Spring Lock, 6mm Wire Glass, BS5041-5, Material : EG | 7080290721002
6713 | Self-Standing Cabinet For 1-1/2" Hose Reel 1000MM(W) X 1100MM(H) X 850MM(D) X 1.5MM E.G | 7080400000000
6714 | 1550mm(L) x 600mm(W) x 1800mm(H) x 2.0mm, Cabinet For Fire Equipment, Material: EG | 7080400300000
6715 | Cabinet For 50kg Mobile Extinguisher,Self Standing Legs (4 nos of 150mm),Red Colour,Lockable,Lever Lock c/w Key,700mm(W)X1200mm(H)X720mm(D)X1.5mm(Thk),Material: EG,Standard Wording in White Colour | 7080400600000
6716 | Self-Standing Cabinet for 2 X Combat 25kg Store Pressure ABC Mobile Fire Extinguisher c/w Lock & Key and Slanted Roof, Finishing Red Colour Marine Paint, 1200mm (H) X 1200mm (W) X 700mm (D) 1.5mm Thickness, Self Standing Legs (150mm), Material: SS316 | 7080400625001
6420 | 220mm(W) x 175mm(D) x 510mm(H) x 1.2mm - Cabinet For Fire Extinguisher (1,2,3kg ABC, 2kg Halotron), Non-Weather Proof, Lockable,Red Colour, Lock & Key, Viewing Glass, Break Glass, Material : EG | 7080010000000
6423 | 220mm(W)X175mm(D)X510mm(H)X1.2mm,Material: EG,Cabinet For 1,2,3 kg Fire Extinguisher,Non Weatherproof,Lockable,Finishing: White Colour,c/w Lock & Key,Viewing Glass,Break Glass,Standard Wording In Red Colour | 7080010018001
6424 | 220mm(W) x 175mm(D) x 510mm(H) x 1.2mm, Cabinet For Fire Extinguisher (1,2,3kg ABC, 2kg Halotron, 2L Water-Mist), Non Weather Proof, Non Lockable,Red Colour, Thumb Latch Knob, Viewing Glass, Material : EG | 7080010100000
6427 | 220Mm(W)X175Mm(D)X510Mm(H)X1.2Mm,Cabinet For Fire Extinguisher (1,2,3Kg Abc, 2Kg Halotron, 2Ltr Water-Mist),Non Weather Proof, Non Lockable,White Colour (RAL9003),Thumb Latch Knob, Viewing Glass,Material : Eg | 7080010121005
6436 | 220mm(W) X 175mm(D) X 575mm(H) X 1.2mm - Cabinet For Fire Extinguisher (1,2,3Kg ABC, 2Kg Halotron), Weather Proof, Lockable, Red Colour, Lock & Key, Break Glass, U-Rubber At All Glass, Material: EG | 7080010600000
6437 | 220mm(W) X 175mm(D) X 575mm(H) X 1.2mm - Cabinet For Fire Extinguisher (1,2,3Kg ABC, 2Kg Halotron), Weather Proof, Non Lockable,Red Colour, Thumb Latch Knob, U-Rubber At All Glass,,Material: EG | 7080010700000
6442 | Cabinet For Fire Extinguisher (4kg ABC/4kg Hal/2kg CO2)), Red Colour, Non Weather Proof, Lockable with Lock & Key, Viewing Glass, Break Glass, 260mm(L) x 200mm(D) x 540mm(H) x 1.2mm, Material : EG | 7080020000000
6445 | Cabinet For Fire Extinguisher (4kg ABC/4kg Hal/2kg CO2), Red Colour, Non Weather Proof, Non-Lockable with Thumb Latch Knob, Viewing Glass, 260mm(L) x 200mm(D) x 540mm(H) x 1.2mm, Material : EG | 7080020100000
6448 | 260mm(L)X540mm(H)X200mm(D)X1.2mm,Material: EG,4kgs FX Cabinet,Wall Mounted,Non Weatherproof,Non Lockable,Finishing: White Colour,Thumb Latch Knob,Viewing Glass,Standard Wording in Red Colour | 7080020118001
6449 | 260mm(L) x 200mm(D) x 540mm(H) x 30mm(Frame) x 1.2mm, Material: Eg Plate, 4kgs ABC Dry Powder Fire Extinguisher Recess Mounted Cabinet, Marine Paint, RAL 9018 Papyrus White, C/w Plastic Thumb Latch Knob, Viewing Glass, Standard Wording In Red Colour | 7080020124001
6450 | 260mm(L) x 200mm(D) x 540mm(H) x 30mm(Frame) x 1.2mm, Material: Eg Plate, 4kgs ABC Dry Powder Fire Extinguisher Recess Mounted Cabinet, Marine Paint RAL 9004 Signal Black, C/w Plastic Thumb Latch Knob, Viewing Glass, Standard Wording In White Colour | 7080020124002
6451 | 260mm(L)X540mm(H)X200mm(D)X30mm(F)X1.2mm, Material: EG Plate, 4kgs FX Cabinet, Recess Mounted, Non Weatherproof, Non Lockable,Finishing: White Colour(As Per Lingjack Standard White Colour), Thumb Latch Knob, Viewing Glass, Standard Wording in Red Colour | 7080020124003
6463 | 260mm(L) X 200mm(D) X 610mm(H) X 1.2mm - Cabinet For Fire Extinguisher ( 4Kg ABC, 4Kg Halotron, 2Kg CO2), Weather Proof, Lockable,Red Colour, Lock & Key, Break Glass, U-Rubber At All Glass,,Material: EG | 7080020900000
6464 | 260Mm(L)X200Mm(D)X610Mm(H)X1.2Mm,Cabinet For Fire Extinguisher ( 4Kg Abc, 4Kg Halotron, 2Kg Co2),Weather Proof,Lockable,Red Colour,Lock & Key,Break Glass,U-Rubber At All Glass,Self Standing 4 Legs 400mm with Dia 12mm Mounting Holes,Material: Eg | 7080020925001
6465 | 260mm(L) X 200mm(D) X 610mm(H) X 1.2mm - Cabinet For Fire Extinguisher ( 4Kg ABC, 4Kg Halotron, 2Kg CO2), Weather Proof, Non Lockable, Red Colour, Thumb Latch Knob,U-Rubber At All Glass, Material: EG | 7080021000000
6471 | Cabinet For Fire Extinguisher - 6&9kg ABC/ 6kg Halotron/ 2.3kg CO2, Red Colour, Non-Weather Proof, Lockable With Lock & Key, Viewing Glass, Break Glass, 300mm(L) x 220mm(D) x 700mm(H) x 1.2mm, Material : EG | 7080030000000
6474 | Cabinet For Fire Extinguisher (6&9kg ABC, 6kg Halotron & 2.3kg CO2, 6Ltr Water-Mist), Red Colour, Non Weather Proof, Non-Lockable With Thumb Latch Knob, Viewing Glass, 300mm(L) x 220mm(D) x 700mm(H) x 1.2mm, Material: EG | 7080030100000
6477 | 300mm(W)X220mm(D)X700mm(H)X1.2mm,Standing Pole Cabinet for Fire Extinguisher,Red Colour,Non Weather Proof,Non Lockable With Thumb Latch Knob,Viewing Glass,Material: EG, Standing Pole 500mm (H) - Base Mounting Plate, 4 Mounting Holes 220mm(W)X220mm(L) | 7080030123001
6478 | 300mm(W)X220mm(D)X700mm(H)X1.2mm, Standing Pole Cabinet for Fire Extinguisher,Red Colour,Non Weather Proof,Non Lockable With Thumb Latch Knob,Viewing Glass,Material: EG,Standing Pole 260mm (H), Base Mounting Plate 200mm(W)X200mm(L) with 4 Mounting Holes | 7080030125002
6479 | 310mm(W)X400Mm(D)X970mm(H)X30mm(Frame)x1.2mm,Recess Cabinet For Fire Extinguisher , Non Weather Proof, Rectangle Push Lock, Material : EG , White RAL 9003, Standard wording in red | 7080030125003
6485 | 300mm(L) X 220mm(D )X 770mm(H) X 1.2mm - Cabinet For Fire Extinguisher ( 6 & 9Kg ABC, 6Kg Halotron, 2.3Kg CO2), Weather Proof, Lockable,Red Colour, Lock & Key, Break Glass, U-Rubber At All Glass, Material: EG | 7080030600000
6486 | 300Mm(L)X220Mm(D)X770Mm(H)X1.2Mm,Cabinet For Fire Extinguisher ( 6 & 9Kg Abc, 6Kg Halotron, 2.3Kg Co2), Weather Proof, Lockable,Red Colour,,Lock & Key, Break Glass, U-Rubber At All Glass,,Material: Eg, Model : C-L1MW c/w 6L Fluorine Free Lithium Ion Battery Fire Extinguisher C/w TUV Approval EN3 & NTA 8133, Fire Rating 13A, 34B, 75F & Li 600Wh, Hook Bracket 74, (Dwg No. 20809272), Model : C-6LISE | 7080030624001
6487 | 300mm(L) X 220mm(D) X 770mm(H) X 1.2mm, Cabinet For Fire Extinguisher ( 6 & 9Kg ABC 6Kg Halotron, 2.3Kg CO2), Weather Proof, Non Lockable, Red Colour, Thumb Latch Knob, U-Rubber At All Glass, Material: EG | 7080030700000
6488 | 300mm(W)X220mm(D)X770mm(H)X1.2mm,Standing Pole Cabinet for Fire Extinguisher,Red Colour,Weather Proof,Non Lockable With Thumb Latch Knob,Viewing Glass,Material: EG,Standing Pole 500mm (H), Base Mounting Plate-220mm(W)X220mm(L) 4 Mounting Holes. | 7080030724001
6489 | 350mm(L) X 400mm(D) X 800mm(H) X 1.5mm, Cabinet For Air Compressor Outside Wall Mount, Non Weather Proof c/w Roof & Ventilation Holes, Below is Opening, Non Lockable, Red Colour, Thumb Latch Knob, Material: EG | 7080030725001
6494 | 300Mm(L)X220Mm(D)X770Mm(H)X1.0Mm, Cabinet For Fire Extinguisher (6 & 9Kg Abc, 6Kg Halotron), Weather Proof, Non Lockable,Hairline Finish, Thumb Latch Knob,U-Rubber At All Glass, 4 Nos Of Legs (150mm), Material: Ss304, | 7080031424001
6495 | 800mm(H) x 800mm(W) x 361mm(D) x 1.2mm Hose Reel Cabinet - Wall Mounted, Non Weather Proof, Lockable, Red Colour, Lock & Key, Viewing Glass, Break Glass, Back Of Cabinet Is Not Fully Covered Up. Standard Wordings in White Colour, Material: EG | 7080050000000
6496 | 800mm(H) x 800mm(W) x 361mm(D) x 1.2mm Hose Reel Cabinet - Wall Mounted, Non Weatherproof, Lockable, Red Colour, Lock & Key, Break Glass, Viewing Glass, Back of Cabinet Covered Up, Standard Wording in White Colour c/w 25mm x 30m Manual Swing Standard Hose Reel (Com No. 8080010000006), Material: EG | 7080050022001
6497 | 800mm(H) x 800mm(W) x 361mm(D) x 1.2mm Hose Reel Cabinet - Wall Mounted, Non Weatherproof, Lockable, Red Colour, Lock & Key, Viewing Glass, Break Glass, Back of Cabinet Covered Up, Standard Wording in White Colour, Material: EG complete with 1" X 30m HP Hose Reel, Swing L-Bracket, Drum 585mm X 180mm, LG2 Double Waterway(Right), C/W MED, EN694 High Pressure Hose, C18 Jet/Spray Nozzle, Inlet: 1" NST(F), BS EN671-1, Material: SS316 | 7080050023001
6498 | Cabinet For Hose Reel - Wall Mounted, Red Colour, Non-Weather Proof, Non-Lockable With Thumb Latch Knob, Viewing Glass, Back Of Cabinet Not Fully Covered Up, 800mm(H) x 800mm(L) x 361mm(D) x 1.2mm, Material: EG | 7080050100000
6499 | 800mm(W)X800mm(H)X361mm(D)X1.2mm,Material: EG,Self Standing Hose Reel Cabinet,Non Lockable,Non weather Proof,c/w Thumb Latch Knob,Viewing Glass, 4 Nos Legs (150mm) With Hole,Back Of Cabinet Fully Covered Up,Standard Wording In White | 7080050118002
6500 | 800Mm(W)X800Mm(H)X361Mm(D)X1.2MM,Material: EG,Hose Reel Cabinet,Wall Mounted,Non Lockable,Non Weatherproof,Red Colour,Thumb Latch Knob,Viewing Glass,Door Opening From Right To Left,Back Of Cabinet Is Not Fully Cover Up,Standard Wording In White Colour | 7080050118015
6501 | 800mm(W)X800mm(H)X361mm(D)X1.2mm,Material: EG,Self Standing Hose Reel Cabinet,Non Lockable,Non Weatherproof,Thumb Latch Knob,Viewing Glass,4 Nos Legs (300mm) With Hole,Back Of Cabinet Fully Covered Up,Standard Wording In White | 7080050121001
6502 | 800mm(W)X800mm(H)X361mm(D)X1.2mm,Material: EG,Hose Reel Cabinet,Wall Mounted,Non Lockable,Non Weatherproof, White Colour,Thumb Latch Knob,Viewing Glass,Back Of The Cabinet Is Fully Cover Up,Standard Wording In Red Colour | 7080050123002
6503 | Cabinet For Hose Reel - Floor Mounted, Red Colour,Non- Weather Proof, Non-Lockable With Thumb Latch Knob, Viewing Glass, Back Of Cabinet Is Fully Covered Up, 800mm(H) x 800mm(L) x 361mm(D) x 1.2mm, Material: EG | 7080050123004
6504 | 800mm(H) x 750mm(L) x 361mm(D) x 1.2mm, Cabinet For Hose Reel - Wall Mounted, Red Colour, Non-Weather Proof, Non-Lockable With Thumb Latch Knob, Viewing Glass, Back Of Cabinet Not Fully Covered Up, Material: EG | 7080050125001
6510 | 800mm(W) x 800mm(H) x 361mm(D) x 1.0mm, Hose Reel Cabinet Self Standing Legs (150mm each), Non Weatherproof, Non Lockable, Hairline Finishing, Thumb Latch Knob, Viewing Glass, Back Is Fully Cover Up, Standard Wording In Red Colour, Material: SS304 | 7080050422007
6514 | 800mm(H) x 800mm(L) x 361mm(D) x Overall Thk 1.6mm Cabinet For Hose Reel, Wall Mounted, Non Weather Proof, Lockable, (HDB), Red Colour, Spring Lock, Tempered Viewing Glass, Handle, Back Of Cabinet Is Not Fully Covered Up, Material: EG | 7080050700000
6515 | 800mm(W)X800mm(H)X361mm(D)X1.6mm,Hose Reel Cabinet,Wall Mounted,Non Weatherproof,Lockable,HDB,Red Colour,Spring Lock,Door Open From Right to Left,Tempered Viewing Glass,Handle,Back Of Cabinet Is Not Fully Covered Up,Material: EG | 7080050718002
6516 | 750m(H)X750mm(L)X361mm(D)X1.5mm,Cabinet For Hose Reel,Wall Mounted,Non Weatherproof,Lockable,(HDB),Red Colour,Spring Lock,Tempered Glass,Handle,Back Of Cabinet Is Not Fully Covered Up,Material: EG | 7080050725001
6517 | 800mm(W) X 800mm(H) X 100mm(D) X 30mm Frame x 1.2mm - Cabinet For Hose Reel Frame & Door, Non Weather Proof, Lockable, Red Colour, Lock & Key, Viewing Glass, Break Glass, Material: EG | 7080051900000
6518 | 800mm(H) x 800mm(L) x 100mm(D) x 30mm Frame x 1.2mm - Cabinet For Hose Reel Frame & Door, Non Weather Proof, Non Lockable,Red Colour, Thumb Latch Knob, Viewing Glass, Material: EG | 7080052000000
6522 | 800mm(H) x 800mm(L) x 100mm(D) x 30mm (Frame) x 1.2mm - Cabinet For Hose Reel Frame & Door, Non Weather Proof, Non Lockable, Finished White Colour, Thumb Latch Knob, Viewing Glass,Material: EG | 7080052023041
6524 | 960mm(H) x 960mm(L) x 70mm(D) x 30mm Frame x 1.2mm - Cabinet For Hose Reel Frame & Door, Non Weather Proof, Non Lockable,Red Colour, Thumb Latch Knob, Viewing Glass, U Shape Frame (Top Frame 14 mm Bend inside), Material: EG | 7080052024007
6525 | 850mm(W) X 970mm(H) X 100mm(D) X 30mm Frame x 1.2mm - Cabinet For Hose Reel Frame & Door, Non Weather Proof, Non-Lockable, Red Colour, Cylindrical Lock, Full Panel, Material: EG, Standard wording in white. | 7080052025001
6526 | 980mm(H) x 980mm(L) x 100mm(D) x 30mm Frame x 1.2mm - Cabinet For Hose Reel Frame & Door, Non Weather Proof, Non Lockable, Red Colour, Thumb Latch Knob, Viewing Glass, Material: EG | 7080052025005
6527 | 940mm(H) x 880mm(L) x 100mm(D) x 30mm (Frame) x 1.2mm - Cabinet For Hose Reel Frame & Door, Non Weather Proof, Non Lockable, Finished White Colour, Thumb Latch Knob, Viewing Glass, Standard Wording In Red Colour, Material: EG | 7080052025007
6534 | 800mm(W) X 900mm(H) x 361mm(D) X 1.2m - Cabinet For Hose Reel Wall Mounted, Weather Proof, Lockable, Red Colour, Lock & Key, Viewing Glass, Break Glass, Back Of Cabinet Is Fully Covered Up. Material: EG | 7080052600000
6535 | 798mm(W) x 789mm(H) x 20mm(D) x 1.2m - Cabinet For Hose Reel Wall Mounted Weather Proof Door Only, Lockable, Red Colour, Lock & Key, Viewing Glass, Break Glass, Material: EG | 7080052625001
6536 | 800mm(W) X 900mm(H) 361mm(D X 1.2mm - Cabinet For Hose Reel Wall Mounted, Weather Proof, Non Lockable,Red Colour, Thumb Latch Knob, Viewing Glass, Back Of Cabinet Is Fully Covered Up, Material: EG | 7080052700000
6537 | 800Mm(L)X361Mm(D)X900Mm(H)X1.2Mm,Cabinet For Hose Reel, Weather Proof, Non Lockable, Red Colour, Thumb Latch Knob, Viewing Glass, Back Of Cabinet Is Fully Covered Up Without Mounting Holes, Material: Eg | 7080052725001
6538 | 800mm(W) x 900mm(H) x 361mm(D) x 1.2mm, Material: EG, Hose Reel Cabinet, Non-Lockable, Weatherproof, Red Colour, C/w Plastic Thumb Latch Knob, Viewing Glass, Back Of Cabinet Is Fully Covered Up, Without Any Mounting Holes, Standard Wording In White Colour. | 7080052725002
6543 | 800mm(W) X 800mm(H) X 361mm(D) X 1.2mm - Cabinet For Hose Reel Wall Mounted, Non Weather Proof, Lockable, Red Colour, Spring Lock, Temper Viewing Glass, Back Of Cabinet Is Not Fully Covered Up, SS575 :2012, Material: EG | 7080053000000
6544 | 800mm(H) x 800mm(L) x 361mm(D) x Overall Thk 1.6mm Cabinet For Hose Reel, Wall Mounted, Non Weather Proof, Lockable, Red Colour, Spring Lock cw Handle, 3mm Plain Viewing Glass, Back Of Cabinet Is Not Fully Covered Up, Standard Wording In White Colour, Material: EG | 7080053025001
6548 | 800mm(W) X 900mm(H) X 361mm(D) X 1.2mm - Cabinet For Hose Reel Wall Mounted, Weather Proof, Lockable, Red Colour, Spring Lock, Temper Glass, Back Of Cabinet Is Fully Covered Up. SS 575 : 2012, Material: EG | 7080053300000
6550 | Cabinet For Hose Reel Wall Mounted, Non Weather Proof, Non Lockable, White Colour c/w Thumb Latch Knob, Viewing Glass, Back Of Cabinet Is Not Fully Covered Up, 800mm(H) x 800mm(L) x 361mm(D) x 1.2mm, Material: EG | 7080053500000
6557 | 800mm(W)X900mm(H)X361mm(D)X1.0mm, Material: SS304,Self Standing Hose Reel Cabinet, Weather Proof , Non-Lockable,Hairline Finishing, Thumb Latch Knob, Full Panel Door, 4 Nos Legs (300mm),Back Of Cabinet Fully Covered Up, Standard Wording In Red Colour | 7080053724005
6559 | 800mm(W) X 900mm(H) X 361mm(D) X 1.0mm - Self Standing Cabinet For Hose Reel, Weather Proof, Lockable,Hairline Finish, Lock & Key, Viewing Glass, Break Glass, Back Of Cabinet Is Fully Covered Up, Material: SS304, Legs (150mm) | 7080053825001
6560 | 800Mm(H)X800Mm(L)X361Mm(D)X1.2Mm,,Cabinet For Hose Reel Wall Mounted, Non Weather Proof, Non-Lockable, Back Cover,,Red Colour,,Thumb Latch Knob, Viewing Glass, Back Of Cabinet Is Fully Covered Up,,Material: Eg, | 7080053900000
6561 | 800Mm(H)X800Mm(L)X361Mm(D)X1.2Mm,,Cabinet For Hose Reel Wall Mounted, Non Weather Proof, Lockable, Back Cover,,Red Colour, Lock & Key, Viewing Glass, Back Of Cabinet Is Fully Covered Up,,Material: EG | 7080053900001
6562 | 800mm(H)X800mm(L)X400mm(D) x 1.2mm,Cabinet For Hose Reel,Wall Mounted,Red Color,Non Weatherproof,Non Lockable,Thumb Latch Knob,Viewing Glass,Back Of Cabinet Is Fully Covered Up, Left Side Open With Frame 50mm, Door Inside & Open From Right To Left, Material: EG | 7080053923003
6563 | 800mm(W)X800mm(H)X361mm(D)X1.2mm,Material: EG,Self Standing Hose Reel Cabinet,Non Lockable,Non Weather Proof,c/w Thumb Latch Knob,Viewing Glass, 4 Nos Legs (150mm),Back Of Cabinet Fully Covered Up,Standard Wording In White | 7080053924001
6564 | 800Mm(H)X800Mm(L)X361Mm(D)X1.2Mm,,Cabinet For Hose Reel Wall Mounted, Non Weather Proof, Back Cover,,Red Colour, Lock & Key, Viewing Glass, Back Of Cabinet Is Fully Covered Up,,Material: EG c/w 1"X30m Manual Hose Reel (Model: HR-1SW) | 7080053924002
6565 | 800Mm(H)X800Mm(L)X361Mm(D)X1.2Mm,,Cabinet For Hose Reel Wall Mounted, Non Weather Proof, Lockable, Back Cover,,Red Colour, Lock & Key, Viewing Glass, Back Of Cabinet Is Fully Covered Up,,Material: EG, Water Inlet Hole 140mm Diameter & Mounting Bracket at Left Side | 7080053924003
6566 | 700mm(W) x 800mm(H) x 360mm(D) x 30mm(Frame) x 1.2mm, Material: Eg Plate, Hose Reel Cabinet, Recess Type, Non Lockable, Non Weather Proof, Red Colour, C/w Plastic Thumb Latch Knob, Viewing Glass, Back Of The Cabinet Is Fully Cover Up, Standard Wording In White Colour | 7080053924004
6567 | 800mm(W) X 1000mm(H) X 400mm(D) X 30mm Frame x 1.5mm - Recess Type Cabinet For 3/4" Hose Reel, c/w Viewing Glass & Thumb Latch Knob, Material: EG, Finishing RAL 3000 Red, Back Of Cabinet Fully Covered Up,Standard Wording In White | 7080053925003
6568 | 800Mm(H)X800Mm(L)X361Mm(D)X1.2Mm, Self Standing Cabinet For Hose Reel, Non Weather Proof, Red Colour, Lock & Key, Viewing Glass, Back Of Cabinet Is Fully Covered Up, Standard Wording In White, Self Standing 4 Legs 350mm with Dia 14mm Mounting Holes, Material: EG, | 7080053925004
6569 | 800Mm(H)X800Mm(L)X361Mm(D)X1.2Mm,,Cabinet For Hose Reel Wall Mounted, Non Weather Proof, Non-Lockable,Bottom Without Hole,Red Colour,Thumb Latch Knob, Viewing Glass, Back Of Cabinet Is Fully Covered Up,,Material: Eg | 7080053925006
6571 | 800Mm(H)X800Mm(L)X361Mm(D)X1.2Mm, Self Standing Cabinet For Hose Reel, Non Weather Proof, Red Colour, Non Lockable with Thumb Latch Knob, Viewing Glass, Back Of Cabinet Is Fully Covered Up, Standard Wording In White, Self Standing 4 Legs 350mm with Dia 14mm Mounting Holes, Material: EG, c/w 1"X30m Manual Hose Reel (Model: HR-1SW) | 7080053925008
6572 | Cabinet For Hose Reel with 4nos Legs(300mm) c/w Special Bottom Hole & Mounting Bracket at Back Side | 7080053925009
6577 | 800mm(W)X800mm(H)X361mm(D)X1.0mm, Material: SS304,Self Standing Hose Reel Cabinet, Non-Weather Proof , Non-Lockable, Hairline Finishing, Thumb Latch Knob, Viewing Glass, 4 Nos Legs (500mm)c/w Supporting Bar,Back Of Cabinet Fully Covered Up, Standard Wording In Red Colour, | 7080054025001
6578 | 800mm(W)X800mm(H)X361mm(D)X1.0mm,Material: SS304,Self Standing Hose Reel Cabinet,Non Lockable,Non weather Proof,c/w Thumb Latch Knob,Viewing Glass, 4 Nos Legs (300mm),Back Of Cabinet Fully Covered Up without hole,Standard Wording In Red. | 7080054025005
6581 | Cabinet For 2 Way Breeching Inlet - Recess 'Dry Riser Breeching Inlet', Red Colour c/w Spring Lock, 6mm Wire Glass, 570mm (L) x 395mm (H) x 305mm (D), Material : 1.2mm EG | 7080060000000
6582 | 570mm(W) x 400mm(H) x 350mm(D) x 30mm(Frame) x 1.2mm, Material: Eg Plate, 2 Way Breeching Inlet Recess Cabinet, Red Colour, C/w Spring Lock, Wired Viewing Glass, Standard Wording in White Colour “Dry Riser Breeching Inlet” | 7080060025001
6585 | Cabinet For 2 Way Breeching Inlet (BS 5041-5)- Recess 'Dry Riser Breeching Inlet', Red Colour c/w Spring Lock, 6mm Wire Glass, 595mm (L) x 395mm (H) x 295mm (D), Material : 1.5mm EG | 7080060300000
6588 | 500mm(L)X400mm(H)X290mm(D)X1.5mm, Cabinet For Breeching Inlet 2 Way Recess, "Dry Riser Breeching Inlet", Red Colour, Spring Lock, 6mm Wire Glass, BS5041-5, Material : EG | 7080060325002
6590 | Cabinet For 2 Way Breeching Inlet - Recess 'Dry Rising Main Inlet', Red Colour c/w Spring Lock, 6mm Wire Glass, 570mm (L) x 390mm (H) x 295mm (D) x 40mm(F), Material : 1.5mm EG | 7080060325004
6591 | Cabinet For 4 Way Breeching Inlet - Recess 'Dry Riser Breeching Inlet', Red Colour c/w Spring Lock, 6mm Wire Glass, 570mm (L) x 570mm (H) x 305mm (D), Material : 1.2mm EG | 7080070000000
6597 | Cabinet For 4 Way Breeching Inlet - Recess 'Sprinkler Breeching Inlet', Red Colour c/w Spring Lock, 6mm Wire Glass, 570mm (L) x 570mm (H) x 305mm (D), Material : 1.2mm EG | 7080071100000
6600 | Cabinet For 4 Way Breeching Inlet - Recess 'Wet Riser Breeching Inlet', Red Colour c/w Spring Lock, 6mm Wire Glass, 570mm (L) x 570mm (H) x 305mm (D), Material : 1.2mm EG | 7080071500000
6601 | Cabinet For 4 Way Breeching Inlet (BS 5041-5)- Recess 'Dry Riser Breeching Inlet', Red Colour c/w Spring Lock, 6mm Wire Glass, 595mm (L) x 595mm (H) x 295mm (D), Material : 1.5mm EG | 7080071600000
6604 | 595mm(L)x595mm(H)x295mm(D)x1.5mm, Cabinet For Breeching Inlet 4 Way Recess, 'Sprinkler Breeching Inlet', Red Colour, Spring Lock, 6mm Wire Glass, BS5041-5, Material : EG | 7080071621003
6606 | 550mm (L) x 560mm (H) x 295mm (D), Frame 40mm , Cabinet For 4 Way Breeching Inlet (BS 5041-5)- Recess, Red Colour c/w Spring Lock, 6mm Wire Glass, Door Opening From Right To Left. Material : 1.5mm EG. Wording : "Breeching Inlet To Sprinkler System" In White Colour. | 7080071623003
6609 | 588mm(L)x587mm(H)x20mm(D)x1.5mm, 4 Way Recess Breeching Inlet Cabinet Door Only, Finishing Red Colour, Spring Lock, 6mm Wire Glass, Standard Hinges, "Sprinkler Breeching Inlet" In White Colour. Material EG | 7080071624006
6611 | 570mm(L)X570mm(H)X290mm(D)X1.5mm, Cabinet For Breeching Inlet 4 Way Recess, "Dry Riser Breeching Inlet", Red Colour, Spring Lock, 6mm Wire Glass, BS5041-5, Material : EG | 7080071625005
6615 | Cabinet For Single Fire Hose - Wall Mounted, Weather Proof, Red Colour c/w Spring Lock, U-Rubber At All Glass, Plain Viewing Glass, 650mm (W) x 680mm (H) x 250mm (D), Material : 1.2mm EG | 7080080400000
6618 | Cabinet For Single Fire Hose - Wall Mounted, Non Weather Proof, Red Colour c/w Spring Lock, 5mm Plain Viewing Glass, 650mm (W) x 608mm (H) x 250mm (D), Material : 1.2mm EG | 7080082200000
6620 | Cabinet For Life Jacket Storage Box - 2 Layers Marine Paint Orange Colour (RAL 2008), c/w 2 Toggle Latch Lock, 1200mm (W) x 700mm (H) x 1000mm (D), Material: EG2.0mm | 7080082224002
6625 | Cabinet For Single Fire Hose (Fire Code 2018) - Wall Mounted, Weather Proof, Red Colour c/w Spring Lock, U-Rubber At All Glass, 4mm Tempered Viewing Glass, 690mm (W) x 715mm (H) x 250mm (D), Material : 1.2mm EG | 7080082500000
6628 | Cabinet For Single Fire Hose (Fire Code 2018) - Wall Mounted, Non-Weather Proof, Red Colour c/w Spring Lock, 4mm Tempered Viewing Glass, 690mm (W) x 640mm (H) x 250mm (D), Material : 1.2mm EG | 7080082700000
6629 | Cabinet For Single Fire Hose - Recess Type, Non Weather Proof, Red Colour c/w Spring Lock, 4mm Tempered Viewing Glass, 690mm (W) x 640mm (H) x 250mm (D) 30mm (Frame), Material : 1.2mm EG | 7080082724001
6632 | 350Mm(L)X220Mm(D)X750Mm(H)X1.2Mm,,Cabinet For Fire Extinguisher ( 5Kg Co2), Non Weather Proof, Lockable,Red Colour,,Lock & Key, Viewing Glass, Break Glass,,Material : Eg | 7080150000000
6633 | 350Mm(L)X220Mm(D)X750Mm(H)X1.2Mm,,Cabinet For Fire Extinguisher (5Kg CO2, 9Ltr Water-Mist), Non Weather Proof, Non Lockable,Red Colour,,Thumb Latch Knob, Viewing Glass,,Material : Eg | 7080150100000
6641 | 350mm(L) X 220mm(D) X 820mm(H) X 1.2mm - Cabinet For Fire Extinguisher ( 5Kg CO2), Weather Proof, Lockable, Red Colour, Lock & Key, Break Glass, U-Rubber At All Glass, Material: EG | 7080150600000
6642 | 350mm(L) X 220mm(D) X 820mm(H) X 1.2mm - Cabinet For Fire Extinguisher ( 5Kg CO2), Weather Proof, Non Lockable,Red Colour, Thumb Latch Knob, U-Rubber At All Glass, Material: EG | 7080150700000
6647 | 120Mm(H)X120Mm(L)X60Mm(D)X1.2Mm,,Cabinet For Jet Nozzle Wall Mounted, Non Weather Proof, Lockable,Red Colour,,Lock & Key, Plain Glass,Material : Eg, | 7080160000000
6648 | Cabinet For Jet Nozzle - Wall Mounted, Non-Weather Proof, Lockable, Red Colour c/w Lock & Key (0323786600000), Plain Glass, Size: 138mm(H) x 138mm(L) x 53mm(D) x 1.2mm Material : EG | 7080160100000
6649 | Cabinet For Jet Nozzle - Wall Mounted, Non-Weather Proof, Lockable, Red Colour c/w Plastic Lock & Key (0307400800000), Plain Glass, Size: 138mm(H) x 138mm(L) x 53mm(D) x 1.2mm Material : EG | 7080160200000
6650 | Cabinet For 2 Way Breeching Inlet - Wall Mounted 'Dry Riser Breeching Inlet', Red Colour c/w Spring Lock, 6mm Wire Glass, 570mm (L) x 395mm (H) x 305mm (D), Material : 1.2mm EG | 7080170000000
6653 | Cabinet For 2 Way Breeching Inlet (BS 5041-5)- Wall Mounted 'Dry Riser Breeching Inlet', Red Colour c/w Spring Lock, 6mm Wire Glass, 595mm (L) x 395mm (H) x 295mm (D), Material : 1.5mm EG | 7080170300000
6656 | Cabinet For 2 Way Breeching Inlet (BS 5041-5)- Wall Mounted “Foam Riser Breeching Inlet', Red Colour c/w Spring Lock, 6mm Wire Glass, 595mm (L) x 395mm (H) x 295mm (D), Material : 1.5mm EG | 7080170323001
6658 | Cabinet For Breeching Inlet 2 Way Wall Mounted, Door Only, Dry Riser Breeching Inlet, Red Colour, Spring Lock, 6mm Wire Glass,551mm (L) x 351mm (H) x 20mm (D), Material : 1.5mm EG BS5041-5, Material : EG | 7080170325001
6659 | Cabinet For 2 Way Breeching Inlet, Wall Mounted, 'DRY RISER BREECHING INLET', Non-Weather Proof, Red Colour c/w Spring Lock, 6mm Wire Glass, 660mm (W) x 485mm (H) x 295mm (D) x 1.5 mm, Material: EG | 7080170325003
6660 | Cabinet For 2 Way Breeching Inlet, Wall Mounted, 'DRY RISER BREECHING INLET', Non-Weather Proof, Red Colour c/w Spring Lock, 6mm Wire Glass, 635mm (W) x 460mm (H) x 295mm (D) x 1.5 mm, Material: EG | 7080170325004
6661 | Cabinet For 4 Way Breeching Inlet - Wall Mounted 'Sprinkler Breeching Inlet', Red Colour c/w Spring Lock, 6mm Wire Glass, 570mm (L) x 570mm (H) x 305mm (D), Material : 1.2mm EG | 7080180000000
6664 | Cabinet For 4 Way Breeching Inlet - Wall Mounted 'Dry Riser Breeching Inlet', Red Colour c/w Spring Lock, 6mm Wire Glass, 570mm (L) x 570mm (H) x 305mm (D), Material : 1.2mm EG | 7080180300000
6665 | Cabinet For 4 Way Breeching Inlet (BS 5041-5)- Wall Mounted 'Sprinkler Breeching Inlet', Red Colour c/w Spring Lock, 6mm Wire Glass, 595mm (L) x 595mm (H) x 295mm (D), Material : 1.5mm EG | 7080180400000
6667 | 595mm(L)x595mm(H)x295mm(D)x1.5mm, Cabinet For Breeching Inlet 4 Way Wall Mount, 'Dry Riser Breeching Inlet', Red Colour, Spring Lock, 6mm Wire Glass, BS5041-5, Material : EG | 7080180421003
6670 | 595mm(L)X595mm(H)X295mm(D)X1.5mm, Cabinet For Breeching Inlet 4 Way WallMount, "Sprinkler Breeching Inlet", Red Colour, Spring Lock, 6m Wire Glass, U-Rubber At All Glass,, Weatherproof, Material : EG | 7080180423001
6673 | Cabinet For Double Fire Hose - Wall Mounted, Red Colour, Non-Weather Proof c/w Spring Lock, 5mm Plain Viewing Glass, 650mm (L) x 608mm (H) x 350mm (D), Material : 1.2mm EG | 7080190000000
6675 | Cabinet For Double Fire Hose - Wall Mounted, Weather Proof, Red Colour c/w Spring Lock, U-Rubber At All Glass, Plain Viewing Glass, 650mm (W) x 700mm (H) x 350mm (D), Material : 1.2mm EG | 7080190300000
6677 | Cabinet For Double Fire Hose (Fire Code 2018) - Wall Mounted, Non-Weather Proof, Red Colour c/w Spring Lock, 4mm Tempered Viewing Glass, 690mm (W) x 640mm (H) x 350mm (D), Material : 1.2mm EG | 7080190600000
6681 | Cabinet For Double Fire Hose (Fire Code 2018) - Wall Mounted, Weather Proof, Red Colour c/w Spring Lock, U-Rubber At All Glass, 4mm Tempered Viewing Glass, 690mm (W) x 735mm (H) x 350mm (D), Material : 1.2mm EG | 7080190800000
6683 | Self-Standing Cabinet For Double Fire Hose - Weather Proof, Red Colour c/w Chrome Handle With Lock & Key, Break Glass, 740mm(W) x 1370mm(H) x 280mm(D), Material : EG | 7080200000000
6685 | Self-Standing Cabinet For Double Fire Hose - Weather Proof, Louver c/w wire mesh, Red Colour c/w Chrome Handle With Lock & Key, Break Glass, 740mm (W) x 1370mm (H) x 280mm (D), Material : EG | 7080200024001
6686 | Self-Standing Cabinet For Double Fire Hose - Weather Proof, Red Colour c/w Chrome Handle With Lock & Key, Break Glass, 740mm (W) x 1370mm (H) x 280mm (D), Finishing Red Colour 1 Layer Marine Paint, Material : EG | 7080200024002
6687 | Self-Standing Cabinet For 4x Fire Hose - Weather Proof, Red Colour c/w Chrome Handle With Lock & Key, Break Glass, 740mm (W) x 1370mm (H) x 380mm (D), Material : EG | 7080210000000
6692 | Cabinet For (SCBA) Breathing Apparatus, Red Colour, Non-Weather Proof, Lockable With Lock & Key, Viewing Glass, Break Glass, 340mm(L) x 280mm(D) x 750mm(H) x 1.5mm, Material : EG | 7080260600000
6693 | Cabinet For (SCBA) Breathing Apparatus,Red Colour,Non Weatherproof,Non Lockable,Thumb Latch Knob,Viewing Glass,340mm(L)X280mm(D)X750mm(H)X1.5mm,Material : EG | 7080260619001
6708 | 595mm(H)x595mm(L)x100mm(D)x38mm Frame x 1.5mm, Cabinet For Breeching Inlet 4 Way Frame & Door, 'Dry Riser Breeching Inlet', Red Colour, Spring Lock, 6mm Wire Glass, BS5041-5, Material : EG | 7080290721002
6713 | Self-Standing Cabinet For 1-1/2" Hose Reel 1000MM(W) X 1100MM(H) X 850MM(D) X 1.5MM E.G | 7080400000000
6714 | 1550mm(L) x 600mm(W) x 1800mm(H) x 2.0mm, Cabinet For Fire Equipment, Material: EG | 7080400300000
6715 | Cabinet For 50kg Mobile Extinguisher,Self Standing Legs (4 nos of 150mm),Red Colour,Lockable,Lever Lock c/w Key,700mm(W)X1200mm(H)X720mm(D)X1.5mm(Thk),Material: EG,Standard Wording in White Colour | 7080400600000
6716 | Self-Standing Cabinet for 2 X Combat 25kg Store Pressure ABC Mobile Fire Extinguisher c/w Lock & Key and Slanted Roof, Finishing Red Colour Marine Paint, 1200mm (H) X 1200mm (W) X 700mm (D) 1.5mm Thickness, Self Standing Legs (150mm), Material: SS316 | 7080400625001
6420 | 220mm(W) x 175mm(D) x 510mm(H) x 1.2mm - Cabinet For Fire Extinguisher (1,2,3kg ABC, 2kg Halotron), Non-Weather Proof, Lockable,Red Colour, Lock & Key, Viewing Glass, Break Glass, Material : EG | 7080010000000
6423 | 220mm(W)X175mm(D)X510mm(H)X1.2mm,Material: EG,Cabinet For 1,2,3 kg Fire Extinguisher,Non Weatherproof,Lockable,Finishing: White Colour,c/w Lock & Key,Viewing Glass,Break Glass,Standard Wording In Red Colour | 7080010018001
6424 | 220mm(W) x 175mm(D) x 510mm(H) x 1.2mm, Cabinet For Fire Extinguisher (1,2,3kg ABC, 2kg Halotron, 2L Water-Mist), Non Weather Proof, Non Lockable,Red Colour, Thumb Latch Knob, Viewing Glass, Material : EG | 7080010100000
6427 | 220Mm(W)X175Mm(D)X510Mm(H)X1.2Mm,Cabinet For Fire Extinguisher (1,2,3Kg Abc, 2Kg Halotron, 2Ltr Water-Mist),Non Weather Proof, Non Lockable,White Colour (RAL9003),Thumb Latch Knob, Viewing Glass,Material : Eg | 7080010121005
6436 | 220mm(W) X 175mm(D) X 575mm(H) X 1.2mm - Cabinet For Fire Extinguisher (1,2,3Kg ABC, 2Kg Halotron), Weather Proof, Lockable, Red Colour, Lock & Key, Break Glass, U-Rubber At All Glass, Material: EG | 7080010600000
6437 | 220mm(W) X 175mm(D) X 575mm(H) X 1.2mm - Cabinet For Fire Extinguisher (1,2,3Kg ABC, 2Kg Halotron), Weather Proof, Non Lockable,Red Colour, Thumb Latch Knob, U-Rubber At All Glass,,Material: EG | 7080010700000
6442 | Cabinet For Fire Extinguisher (4kg ABC/4kg Hal/2kg CO2)), Red Colour, Non Weather Proof, Lockable with Lock & Key, Viewing Glass, Break Glass, 260mm(L) x 200mm(D) x 540mm(H) x 1.2mm, Material : EG | 7080020000000
6445 | Cabinet For Fire Extinguisher (4kg ABC/4kg Hal/2kg CO2), Red Colour, Non Weather Proof, Non-Lockable with Thumb Latch Knob, Viewing Glass, 260mm(L) x 200mm(D) x 540mm(H) x 1.2mm, Material : EG | 7080020100000
6448 | 260mm(L)X540mm(H)X200mm(D)X1.2mm,Material: EG,4kgs FX Cabinet,Wall Mounted,Non Weatherproof,Non Lockable,Finishing: White Colour,Thumb Latch Knob,Viewing Glass,Standard Wording in Red Colour | 7080020118001
6449 | 260mm(L) x 200mm(D) x 540mm(H) x 30mm(Frame) x 1.2mm, Material: Eg Plate, 4kgs ABC Dry Powder Fire Extinguisher Recess Mounted Cabinet, Marine Paint, RAL 9018 Papyrus White, C/w Plastic Thumb Latch Knob, Viewing Glass, Standard Wording In Red Colour | 7080020124001
6450 | 260mm(L) x 200mm(D) x 540mm(H) x 30mm(Frame) x 1.2mm, Material: Eg Plate, 4kgs ABC Dry Powder Fire Extinguisher Recess Mounted Cabinet, Marine Paint RAL 9004 Signal Black, C/w Plastic Thumb Latch Knob, Viewing Glass, Standard Wording In White Colour | 7080020124002
6451 | 260mm(L)X540mm(H)X200mm(D)X30mm(F)X1.2mm, Material: EG Plate, 4kgs FX Cabinet, Recess Mounted, Non Weatherproof, Non Lockable,Finishing: White Colour(As Per Lingjack Standard White Colour), Thumb Latch Knob, Viewing Glass, Standard Wording in Red Colour | 7080020124003
6463 | 260mm(L) X 200mm(D) X 610mm(H) X 1.2mm - Cabinet For Fire Extinguisher ( 4Kg ABC, 4Kg Halotron, 2Kg CO2), Weather Proof, Lockable,Red Colour, Lock & Key, Break Glass, U-Rubber At All Glass,,Material: EG | 7080020900000
6464 | 260Mm(L)X200Mm(D)X610Mm(H)X1.2Mm,Cabinet For Fire Extinguisher ( 4Kg Abc, 4Kg Halotron, 2Kg Co2),Weather Proof,Lockable,Red Colour,Lock & Key,Break Glass,U-Rubber At All Glass,Self Standing 4 Legs 400mm with Dia 12mm Mounting Holes,Material: Eg | 7080020925001
6465 | 260mm(L) X 200mm(D) X 610mm(H) X 1.2mm - Cabinet For Fire Extinguisher ( 4Kg ABC, 4Kg Halotron, 2Kg CO2), Weather Proof, Non Lockable, Red Colour, Thumb Latch Knob,U-Rubber At All Glass, Material: EG | 7080021000000
6471 | Cabinet For Fire Extinguisher - 6&9kg ABC/ 6kg Halotron/ 2.3kg CO2, Red Colour, Non-Weather Proof, Lockable With Lock & Key, Viewing Glass, Break Glass, 300mm(L) x 220mm(D) x 700mm(H) x 1.2mm, Material : EG | 7080030000000
6474 | Cabinet For Fire Extinguisher (6&9kg ABC, 6kg Halotron & 2.3kg CO2, 6Ltr Water-Mist), Red Colour, Non Weather Proof, Non-Lockable With Thumb Latch Knob, Viewing Glass, 300mm(L) x 220mm(D) x 700mm(H) x 1.2mm, Material: EG | 7080030100000
6477 | 300mm(W)X220mm(D)X700mm(H)X1.2mm,Standing Pole Cabinet for Fire Extinguisher,Red Colour,Non Weather Proof,Non Lockable With Thumb Latch Knob,Viewing Glass,Material: EG, Standing Pole 500mm (H) - Base Mounting Plate, 4 Mounting Holes 220mm(W)X220mm(L) | 7080030123001
6478 | 300mm(W)X220mm(D)X700mm(H)X1.2mm, Standing Pole Cabinet for Fire Extinguisher,Red Colour,Non Weather Proof,Non Lockable With Thumb Latch Knob,Viewing Glass,Material: EG,Standing Pole 260mm (H), Base Mounting Plate 200mm(W)X200mm(L) with 4 Mounting Holes | 7080030125002
6479 | 310mm(W)X400Mm(D)X970mm(H)X30mm(Frame)x1.2mm,Recess Cabinet For Fire Extinguisher , Non Weather Proof, Rectangle Push Lock, Material : EG , White RAL 9003, Standard wording in red | 7080030125003
6485 | 300mm(L) X 220mm(D )X 770mm(H) X 1.2mm - Cabinet For Fire Extinguisher ( 6 & 9Kg ABC, 6Kg Halotron, 2.3Kg CO2), Weather Proof, Lockable,Red Colour, Lock & Key, Break Glass, U-Rubber At All Glass, Material: EG | 7080030600000
6486 | 300Mm(L)X220Mm(D)X770Mm(H)X1.2Mm,Cabinet For Fire Extinguisher ( 6 & 9Kg Abc, 6Kg Halotron, 2.3Kg Co2), Weather Proof, Lockable,Red Colour,,Lock & Key, Break Glass, U-Rubber At All Glass,,Material: Eg, Model : C-L1MW c/w 6L Fluorine Free Lithium Ion Battery Fire Extinguisher C/w TUV Approval EN3 & NTA 8133, Fire Rating 13A, 34B, 75F & Li 600Wh, Hook Bracket 74, (Dwg No. 20809272), Model : C-6LISE | 7080030624001
6487 | 300mm(L) X 220mm(D) X 770mm(H) X 1.2mm, Cabinet For Fire Extinguisher ( 6 & 9Kg ABC 6Kg Halotron, 2.3Kg CO2), Weather Proof, Non Lockable, Red Colour, Thumb Latch Knob, U-Rubber At All Glass, Material: EG | 7080030700000
6488 | 300mm(W)X220mm(D)X770mm(H)X1.2mm,Standing Pole Cabinet for Fire Extinguisher,Red Colour,Weather Proof,Non Lockable With Thumb Latch Knob,Viewing Glass,Material: EG,Standing Pole 500mm (H), Base Mounting Plate-220mm(W)X220mm(L) 4 Mounting Holes. | 7080030724001
6489 | 350mm(L) X 400mm(D) X 800mm(H) X 1.5mm, Cabinet For Air Compressor Outside Wall Mount, Non Weather Proof c/w Roof & Ventilation Holes, Below is Opening, Non Lockable, Red Colour, Thumb Latch Knob, Material: EG | 7080030725001
6494 | 300Mm(L)X220Mm(D)X770Mm(H)X1.0Mm, Cabinet For Fire Extinguisher (6 & 9Kg Abc, 6Kg Halotron), Weather Proof, Non Lockable,Hairline Finish, Thumb Latch Knob,U-Rubber At All Glass, 4 Nos Of Legs (150mm), Material: Ss304, | 7080031424001
6495 | 800mm(H) x 800mm(W) x 361mm(D) x 1.2mm Hose Reel Cabinet - Wall Mounted, Non Weather Proof, Lockable, Red Colour, Lock & Key, Viewing Glass, Break Glass, Back Of Cabinet Is Not Fully Covered Up. Standard Wordings in White Colour, Material: EG | 7080050000000
6496 | 800mm(H) x 800mm(W) x 361mm(D) x 1.2mm Hose Reel Cabinet - Wall Mounted, Non Weatherproof, Lockable, Red Colour, Lock & Key, Break Glass, Viewing Glass, Back of Cabinet Covered Up, Standard Wording in White Colour c/w 25mm x 30m Manual Swing Standard Hose Reel (Com No. 8080010000006), Material: EG | 7080050022001
6497 | 800mm(H) x 800mm(W) x 361mm(D) x 1.2mm Hose Reel Cabinet - Wall Mounted, Non Weatherproof, Lockable, Red Colour, Lock & Key, Viewing Glass, Break Glass, Back of Cabinet Covered Up, Standard Wording in White Colour, Material: EG complete with 1" X 30m HP Hose Reel, Swing L-Bracket, Drum 585mm X 180mm, LG2 Double Waterway(Right), C/W MED, EN694 High Pressure Hose, C18 Jet/Spray Nozzle, Inlet: 1" NST(F), BS EN671-1, Material: SS316 | 7080050023001
6498 | Cabinet For Hose Reel - Wall Mounted, Red Colour, Non-Weather Proof, Non-Lockable With Thumb Latch Knob, Viewing Glass, Back Of Cabinet Not Fully Covered Up, 800mm(H) x 800mm(L) x 361mm(D) x 1.2mm, Material: EG | 7080050100000
6499 | 800mm(W)X800mm(H)X361mm(D)X1.2mm,Material: EG,Self Standing Hose Reel Cabinet,Non Lockable,Non weather Proof,c/w Thumb Latch Knob,Viewing Glass, 4 Nos Legs (150mm) With Hole,Back Of Cabinet Fully Covered Up,Standard Wording In White | 7080050118002
6500 | 800Mm(W)X800Mm(H)X361Mm(D)X1.2MM,Material: EG,Hose Reel Cabinet,Wall Mounted,Non Lockable,Non Weatherproof,Red Colour,Thumb Latch Knob,Viewing Glass,Door Opening From Right To Left,Back Of Cabinet Is Not Fully Cover Up,Standard Wording In White Colour | 7080050118015
6501 | 800mm(W)X800mm(H)X361mm(D)X1.2mm,Material: EG,Self Standing Hose Reel Cabinet,Non Lockable,Non Weatherproof,Thumb Latch Knob,Viewing Glass,4 Nos Legs (300mm) With Hole,Back Of Cabinet Fully Covered Up,Standard Wording In White | 7080050121001
6502 | 800mm(W)X800mm(H)X361mm(D)X1.2mm,Material: EG,Hose Reel Cabinet,Wall Mounted,Non Lockable,Non Weatherproof, White Colour,Thumb Latch Knob,Viewing Glass,Back Of The Cabinet Is Fully Cover Up,Standard Wording In Red Colour | 7080050123002
6503 | Cabinet For Hose Reel - Floor Mounted, Red Colour,Non- Weather Proof, Non-Lockable With Thumb Latch Knob, Viewing Glass, Back Of Cabinet Is Fully Covered Up, 800mm(H) x 800mm(L) x 361mm(D) x 1.2mm, Material: EG | 7080050123004
6504 | 800mm(H) x 750mm(L) x 361mm(D) x 1.2mm, Cabinet For Hose Reel - Wall Mounted, Red Colour, Non-Weather Proof, Non-Lockable With Thumb Latch Knob, Viewing Glass, Back Of Cabinet Not Fully Covered Up, Material: EG | 7080050125001
6510 | 800mm(W) x 800mm(H) x 361mm(D) x 1.0mm, Hose Reel Cabinet Self Standing Legs (150mm each), Non Weatherproof, Non Lockable, Hairline Finishing, Thumb Latch Knob, Viewing Glass, Back Is Fully Cover Up, Standard Wording In Red Colour, Material: SS304 | 7080050422007
6514 | 800mm(H) x 800mm(L) x 361mm(D) x Overall Thk 1.6mm Cabinet For Hose Reel, Wall Mounted, Non Weather Proof, Lockable, (HDB), Red Colour, Spring Lock, Tempered Viewing Glass, Handle, Back Of Cabinet Is Not Fully Covered Up, Material: EG | 7080050700000
6515 | 800mm(W)X800mm(H)X361mm(D)X1.6mm,Hose Reel Cabinet,Wall Mounted,Non Weatherproof,Lockable,HDB,Red Colour,Spring Lock,Door Open From Right to Left,Tempered Viewing Glass,Handle,Back Of Cabinet Is Not Fully Covered Up,Material: EG | 7080050718002
6516 | 750m(H)X750mm(L)X361mm(D)X1.5mm,Cabinet For Hose Reel,Wall Mounted,Non Weatherproof,Lockable,(HDB),Red Colour,Spring Lock,Tempered Glass,Handle,Back Of Cabinet Is Not Fully Covered Up,Material: EG | 7080050725001
6517 | 800mm(W) X 800mm(H) X 100mm(D) X 30mm Frame x 1.2mm - Cabinet For Hose Reel Frame & Door, Non Weather Proof, Lockable, Red Colour, Lock & Key, Viewing Glass, Break Glass, Material: EG | 7080051900000
6518 | 800mm(H) x 800mm(L) x 100mm(D) x 30mm Frame x 1.2mm - Cabinet For Hose Reel Frame & Door, Non Weather Proof, Non Lockable,Red Colour, Thumb Latch Knob, Viewing Glass, Material: EG | 7080052000000
6522 | 800mm(H) x 800mm(L) x 100mm(D) x 30mm (Frame) x 1.2mm - Cabinet For Hose Reel Frame & Door, Non Weather Proof, Non Lockable, Finished White Colour, Thumb Latch Knob, Viewing Glass,Material: EG | 7080052023041
6524 | 960mm(H) x 960mm(L) x 70mm(D) x 30mm Frame x 1.2mm - Cabinet For Hose Reel Frame & Door, Non Weather Proof, Non Lockable,Red Colour, Thumb Latch Knob, Viewing Glass, U Shape Frame (Top Frame 14 mm Bend inside), Material: EG | 7080052024007
6525 | 850mm(W) X 970mm(H) X 100mm(D) X 30mm Frame x 1.2mm - Cabinet For Hose Reel Frame & Door, Non Weather Proof, Non-Lockable, Red Colour, Cylindrical Lock, Full Panel, Material: EG, Standard wording in white. | 7080052025001
6526 | 980mm(H) x 980mm(L) x 100mm(D) x 30mm Frame x 1.2mm - Cabinet For Hose Reel Frame & Door, Non Weather Proof, Non Lockable, Red Colour, Thumb Latch Knob, Viewing Glass, Material: EG | 7080052025005
6527 | 940mm(H) x 880mm(L) x 100mm(D) x 30mm (Frame) x 1.2mm - Cabinet For Hose Reel Frame & Door, Non Weather Proof, Non Lockable, Finished White Colour, Thumb Latch Knob, Viewing Glass, Standard Wording In Red Colour, Material: EG | 7080052025007
6534 | 800mm(W) X 900mm(H) x 361mm(D) X 1.2m - Cabinet For Hose Reel Wall Mounted, Weather Proof, Lockable, Red Colour, Lock & Key, Viewing Glass, Break Glass, Back Of Cabinet Is Fully Covered Up. Material: EG | 7080052600000
6535 | 798mm(W) x 789mm(H) x 20mm(D) x 1.2m - Cabinet For Hose Reel Wall Mounted Weather Proof Door Only, Lockable, Red Colour, Lock & Key, Viewing Glass, Break Glass, Material: EG | 7080052625001
6536 | 800mm(W) X 900mm(H) 361mm(D X 1.2mm - Cabinet For Hose Reel Wall Mounted, Weather Proof, Non Lockable,Red Colour, Thumb Latch Knob, Viewing Glass, Back Of Cabinet Is Fully Covered Up, Material: EG | 7080052700000
6537 | 800Mm(L)X361Mm(D)X900Mm(H)X1.2Mm,Cabinet For Hose Reel, Weather Proof, Non Lockable, Red Colour, Thumb Latch Knob, Viewing Glass, Back Of Cabinet Is Fully Covered Up Without Mounting Holes, Material: Eg | 7080052725001
6538 | 800mm(W) x 900mm(H) x 361mm(D) x 1.2mm, Material: EG, Hose Reel Cabinet, Non-Lockable, Weatherproof, Red Colour, C/w Plastic Thumb Latch Knob, Viewing Glass, Back Of Cabinet Is Fully Covered Up, Without Any Mounting Holes, Standard Wording In White Colour. | 7080052725002
6543 | 800mm(W) X 800mm(H) X 361mm(D) X 1.2mm - Cabinet For Hose Reel Wall Mounted, Non Weather Proof, Lockable, Red Colour, Spring Lock, Temper Viewing Glass, Back Of Cabinet Is Not Fully Covered Up, SS575 :2012, Material: EG | 7080053000000
6544 | 800mm(H) x 800mm(L) x 361mm(D) x Overall Thk 1.6mm Cabinet For Hose Reel, Wall Mounted, Non Weather Proof, Lockable, Red Colour, Spring Lock cw Handle, 3mm Plain Viewing Glass, Back Of Cabinet Is Not Fully Covered Up, Standard Wording In White Colour, Material: EG | 7080053025001
6548 | 800mm(W) X 900mm(H) X 361mm(D) X 1.2mm - Cabinet For Hose Reel Wall Mounted, Weather Proof, Lockable, Red Colour, Spring Lock, Temper Glass, Back Of Cabinet Is Fully Covered Up. SS 575 : 2012, Material: EG | 7080053300000
6550 | Cabinet For Hose Reel Wall Mounted, Non Weather Proof, Non Lockable, White Colour c/w Thumb Latch Knob, Viewing Glass, Back Of Cabinet Is Not Fully Covered Up, 800mm(H) x 800mm(L) x 361mm(D) x 1.2mm, Material: EG | 7080053500000
6557 | 800mm(W)X900mm(H)X361mm(D)X1.0mm, Material: SS304,Self Standing Hose Reel Cabinet, Weather Proof , Non-Lockable,Hairline Finishing, Thumb Latch Knob, Full Panel Door, 4 Nos Legs (300mm),Back Of Cabinet Fully Covered Up, Standard Wording In Red Colour | 7080053724005
6559 | 800mm(W) X 900mm(H) X 361mm(D) X 1.0mm - Self Standing Cabinet For Hose Reel, Weather Proof, Lockable,Hairline Finish, Lock & Key, Viewing Glass, Break Glass, Back Of Cabinet Is Fully Covered Up, Material: SS304, Legs (150mm) | 7080053825001
6560 | 800Mm(H)X800Mm(L)X361Mm(D)X1.2Mm,,Cabinet For Hose Reel Wall Mounted, Non Weather Proof, Non-Lockable, Back Cover,,Red Colour,,Thumb Latch Knob, Viewing Glass, Back Of Cabinet Is Fully Covered Up,,Material: Eg, | 7080053900000
6561 | 800Mm(H)X800Mm(L)X361Mm(D)X1.2Mm,,Cabinet For Hose Reel Wall Mounted, Non Weather Proof, Lockable, Back Cover,,Red Colour, Lock & Key, Viewing Glass, Back Of Cabinet Is Fully Covered Up,,Material: EG | 7080053900001
6562 | 800mm(H)X800mm(L)X400mm(D) x 1.2mm,Cabinet For Hose Reel,Wall Mounted,Red Color,Non Weatherproof,Non Lockable,Thumb Latch Knob,Viewing Glass,Back Of Cabinet Is Fully Covered Up, Left Side Open With Frame 50mm, Door Inside & Open From Right To Left, Material: EG | 7080053923003
6563 | 800mm(W)X800mm(H)X361mm(D)X1.2mm,Material: EG,Self Standing Hose Reel Cabinet,Non Lockable,Non Weather Proof,c/w Thumb Latch Knob,Viewing Glass, 4 Nos Legs (150mm),Back Of Cabinet Fully Covered Up,Standard Wording In White | 7080053924001
6564 | 800Mm(H)X800Mm(L)X361Mm(D)X1.2Mm,,Cabinet For Hose Reel Wall Mounted, Non Weather Proof, Back Cover,,Red Colour, Lock & Key, Viewing Glass, Back Of Cabinet Is Fully Covered Up,,Material: EG c/w 1"X30m Manual Hose Reel (Model: HR-1SW) | 7080053924002
6565 | 800Mm(H)X800Mm(L)X361Mm(D)X1.2Mm,,Cabinet For Hose Reel Wall Mounted, Non Weather Proof, Lockable, Back Cover,,Red Colour, Lock & Key, Viewing Glass, Back Of Cabinet Is Fully Covered Up,,Material: EG, Water Inlet Hole 140mm Diameter & Mounting Bracket at Left Side | 7080053924003
6566 | 700mm(W) x 800mm(H) x 360mm(D) x 30mm(Frame) x 1.2mm, Material: Eg Plate, Hose Reel Cabinet, Recess Type, Non Lockable, Non Weather Proof, Red Colour, C/w Plastic Thumb Latch Knob, Viewing Glass, Back Of The Cabinet Is Fully Cover Up, Standard Wording In White Colour | 7080053924004
6567 | 800mm(W) X 1000mm(H) X 400mm(D) X 30mm Frame x 1.5mm - Recess Type Cabinet For 3/4" Hose Reel, c/w Viewing Glass & Thumb Latch Knob, Material: EG, Finishing RAL 3000 Red, Back Of Cabinet Fully Covered Up,Standard Wording In White | 7080053925003
6568 | 800Mm(H)X800Mm(L)X361Mm(D)X1.2Mm, Self Standing Cabinet For Hose Reel, Non Weather Proof, Red Colour, Lock & Key, Viewing Glass, Back Of Cabinet Is Fully Covered Up, Standard Wording In White, Self Standing 4 Legs 350mm with Dia 14mm Mounting Holes, Material: EG, | 7080053925004
6569 | 800Mm(H)X800Mm(L)X361Mm(D)X1.2Mm,,Cabinet For Hose Reel Wall Mounted, Non Weather Proof, Non-Lockable,Bottom Without Hole,Red Colour,Thumb Latch Knob, Viewing Glass, Back Of Cabinet Is Fully Covered Up,,Material: Eg | 7080053925006
6571 | 800Mm(H)X800Mm(L)X361Mm(D)X1.2Mm, Self Standing Cabinet For Hose Reel, Non Weather Proof, Red Colour, Non Lockable with Thumb Latch Knob, Viewing Glass, Back Of Cabinet Is Fully Covered Up, Standard Wording In White, Self Standing 4 Legs 350mm with Dia 14mm Mounting Holes, Material: EG, c/w 1"X30m Manual Hose Reel (Model: HR-1SW) | 7080053925008
6572 | Cabinet For Hose Reel with 4nos Legs(300mm) c/w Special Bottom Hole & Mounting Bracket at Back Side | 7080053925009
6577 | 800mm(W)X800mm(H)X361mm(D)X1.0mm, Material: SS304,Self Standing Hose Reel Cabinet, Non-Weather Proof , Non-Lockable, Hairline Finishing, Thumb Latch Knob, Viewing Glass, 4 Nos Legs (500mm)c/w Supporting Bar,Back Of Cabinet Fully Covered Up, Standard Wording In Red Colour, | 7080054025001
6578 | 800mm(W)X800mm(H)X361mm(D)X1.0mm,Material: SS304,Self Standing Hose Reel Cabinet,Non Lockable,Non weather Proof,c/w Thumb Latch Knob,Viewing Glass, 4 Nos Legs (300mm),Back Of Cabinet Fully Covered Up without hole,Standard Wording In Red. | 7080054025005
6581 | Cabinet For 2 Way Breeching Inlet - Recess 'Dry Riser Breeching Inlet', Red Colour c/w Spring Lock, 6mm Wire Glass, 570mm (L) x 395mm (H) x 305mm (D), Material : 1.2mm EG | 7080060000000
6582 | 570mm(W) x 400mm(H) x 350mm(D) x 30mm(Frame) x 1.2mm, Material: Eg Plate, 2 Way Breeching Inlet Recess Cabinet, Red Colour, C/w Spring Lock, Wired Viewing Glass, Standard Wording in White Colour “Dry Riser Breeching Inlet” | 7080060025001
6585 | Cabinet For 2 Way Breeching Inlet (BS 5041-5)- Recess 'Dry Riser Breeching Inlet', Red Colour c/w Spring Lock, 6mm Wire Glass, 595mm (L) x 395mm (H) x 295mm (D), Material : 1.5mm EG | 7080060300000
6588 | 500mm(L)X400mm(H)X290mm(D)X1.5mm, Cabinet For Breeching Inlet 2 Way Recess, "Dry Riser Breeching Inlet", Red Colour, Spring Lock, 6mm Wire Glass, BS5041-5, Material : EG | 7080060325002
6590 | Cabinet For 2 Way Breeching Inlet - Recess 'Dry Rising Main Inlet', Red Colour c/w Spring Lock, 6mm Wire Glass, 570mm (L) x 390mm (H) x 295mm (D) x 40mm(F), Material : 1.5mm EG | 7080060325004
6591 | Cabinet For 4 Way Breeching Inlet - Recess 'Dry Riser Breeching Inlet', Red Colour c/w Spring Lock, 6mm Wire Glass, 570mm (L) x 570mm (H) x 305mm (D), Material : 1.2mm EG | 7080070000000
6597 | Cabinet For 4 Way Breeching Inlet - Recess 'Sprinkler Breeching Inlet', Red Colour c/w Spring Lock, 6mm Wire Glass, 570mm (L) x 570mm (H) x 305mm (D), Material : 1.2mm EG | 7080071100000
6600 | Cabinet For 4 Way Breeching Inlet - Recess 'Wet Riser Breeching Inlet', Red Colour c/w Spring Lock, 6mm Wire Glass, 570mm (L) x 570mm (H) x 305mm (D), Material : 1.2mm EG | 7080071500000
6601 | Cabinet For 4 Way Breeching Inlet (BS 5041-5)- Recess 'Dry Riser Breeching Inlet', Red Colour c/w Spring Lock, 6mm Wire Glass, 595mm (L) x 595mm (H) x 295mm (D), Material : 1.5mm EG | 7080071600000
6604 | 595mm(L)x595mm(H)x295mm(D)x1.5mm, Cabinet For Breeching Inlet 4 Way Recess, 'Sprinkler Breeching Inlet', Red Colour, Spring Lock, 6mm Wire Glass, BS5041-5, Material : EG | 7080071621003
6606 | 550mm (L) x 560mm (H) x 295mm (D), Frame 40mm , Cabinet For 4 Way Breeching Inlet (BS 5041-5)- Recess, Red Colour c/w Spring Lock, 6mm Wire Glass, Door Opening From Right To Left. Material : 1.5mm EG. Wording : "Breeching Inlet To Sprinkler System" In White Colour. | 7080071623003
6609 | 588mm(L)x587mm(H)x20mm(D)x1.5mm, 4 Way Recess Breeching Inlet Cabinet Door Only, Finishing Red Colour, Spring Lock, 6mm Wire Glass, Standard Hinges, "Sprinkler Breeching Inlet" In White Colour. Material EG | 7080071624006
6611 | 570mm(L)X570mm(H)X290mm(D)X1.5mm, Cabinet For Breeching Inlet 4 Way Recess, "Dry Riser Breeching Inlet", Red Colour, Spring Lock, 6mm Wire Glass, BS5041-5, Material : EG | 7080071625005
6615 | Cabinet For Single Fire Hose - Wall Mounted, Weather Proof, Red Colour c/w Spring Lock, U-Rubber At All Glass, Plain Viewing Glass, 650mm (W) x 680mm (H) x 250mm (D), Material : 1.2mm EG | 7080080400000
6618 | Cabinet For Single Fire Hose - Wall Mounted, Non Weather Proof, Red Colour c/w Spring Lock, 5mm Plain Viewing Glass, 650mm (W) x 608mm (H) x 250mm (D), Material : 1.2mm EG | 7080082200000
6620 | Cabinet For Life Jacket Storage Box - 2 Layers Marine Paint Orange Colour (RAL 2008), c/w 2 Toggle Latch Lock, 1200mm (W) x 700mm (H) x 1000mm (D), Material: EG2.0mm | 7080082224002
6625 | Cabinet For Single Fire Hose (Fire Code 2018) - Wall Mounted, Weather Proof, Red Colour c/w Spring Lock, U-Rubber At All Glass, 4mm Tempered Viewing Glass, 690mm (W) x 715mm (H) x 250mm (D), Material : 1.2mm EG | 7080082500000
6628 | Cabinet For Single Fire Hose (Fire Code 2018) - Wall Mounted, Non-Weather Proof, Red Colour c/w Spring Lock, 4mm Tempered Viewing Glass, 690mm (W) x 640mm (H) x 250mm (D), Material : 1.2mm EG | 7080082700000
6629 | Cabinet For Single Fire Hose - Recess Type, Non Weather Proof, Red Colour c/w Spring Lock, 4mm Tempered Viewing Glass, 690mm (W) x 640mm (H) x 250mm (D) 30mm (Frame), Material : 1.2mm EG | 7080082724001
6632 | 350Mm(L)X220Mm(D)X750Mm(H)X1.2Mm,,Cabinet For Fire Extinguisher ( 5Kg Co2), Non Weather Proof, Lockable,Red Colour,,Lock & Key, Viewing Glass, Break Glass,,Material : Eg | 7080150000000
6633 | 350Mm(L)X220Mm(D)X750Mm(H)X1.2Mm,,Cabinet For Fire Extinguisher (5Kg CO2, 9Ltr Water-Mist), Non Weather Proof, Non Lockable,Red Colour,,Thumb Latch Knob, Viewing Glass,,Material : Eg | 7080150100000
6641 | 350mm(L) X 220mm(D) X 820mm(H) X 1.2mm - Cabinet For Fire Extinguisher ( 5Kg CO2), Weather Proof, Lockable, Red Colour, Lock & Key, Break Glass, U-Rubber At All Glass, Material: EG | 7080150600000
6642 | 350mm(L) X 220mm(D) X 820mm(H) X 1.2mm - Cabinet For Fire Extinguisher ( 5Kg CO2), Weather Proof, Non Lockable,Red Colour, Thumb Latch Knob, U-Rubber At All Glass, Material: EG | 7080150700000
6647 | 120Mm(H)X120Mm(L)X60Mm(D)X1.2Mm,,Cabinet For Jet Nozzle Wall Mounted, Non Weather Proof, Lockable,Red Colour,,Lock & Key, Plain Glass,Material : Eg, | 7080160000000
6648 | Cabinet For Jet Nozzle - Wall Mounted, Non-Weather Proof, Lockable, Red Colour c/w Lock & Key (0323786600000), Plain Glass, Size: 138mm(H) x 138mm(L) x 53mm(D) x 1.2mm Material : EG | 7080160100000
6649 | Cabinet For Jet Nozzle - Wall Mounted, Non-Weather Proof, Lockable, Red Colour c/w Plastic Lock & Key (0307400800000), Plain Glass, Size: 138mm(H) x 138mm(L) x 53mm(D) x 1.2mm Material : EG | 7080160200000
6650 | Cabinet For 2 Way Breeching Inlet - Wall Mounted 'Dry Riser Breeching Inlet', Red Colour c/w Spring Lock, 6mm Wire Glass, 570mm (L) x 395mm (H) x 305mm (D), Material : 1.2mm EG | 7080170000000
6653 | Cabinet For 2 Way Breeching Inlet (BS 5041-5)- Wall Mounted 'Dry Riser Breeching Inlet', Red Colour c/w Spring Lock, 6mm Wire Glass, 595mm (L) x 395mm (H) x 295mm (D), Material : 1.5mm EG | 7080170300000
6656 | Cabinet For 2 Way Breeching Inlet (BS 5041-5)- Wall Mounted “Foam Riser Breeching Inlet', Red Colour c/w Spring Lock, 6mm Wire Glass, 595mm (L) x 395mm (H) x 295mm (D), Material : 1.5mm EG | 7080170323001
6658 | Cabinet For Breeching Inlet 2 Way Wall Mounted, Door Only, Dry Riser Breeching Inlet, Red Colour, Spring Lock, 6mm Wire Glass,551mm (L) x 351mm (H) x 20mm (D), Material : 1.5mm EG BS5041-5, Material : EG | 7080170325001
6659 | Cabinet For 2 Way Breeching Inlet, Wall Mounted, 'DRY RISER BREECHING INLET', Non-Weather Proof, Red Colour c/w Spring Lock, 6mm Wire Glass, 660mm (W) x 485mm (H) x 295mm (D) x 1.5 mm, Material: EG | 7080170325003
6660 | Cabinet For 2 Way Breeching Inlet, Wall Mounted, 'DRY RISER BREECHING INLET', Non-Weather Proof, Red Colour c/w Spring Lock, 6mm Wire Glass, 635mm (W) x 460mm (H) x 295mm (D) x 1.5 mm, Material: EG | 7080170325004
6661 | Cabinet For 4 Way Breeching Inlet - Wall Mounted 'Sprinkler Breeching Inlet', Red Colour c/w Spring Lock, 6mm Wire Glass, 570mm (L) x 570mm (H) x 305mm (D), Material : 1.2mm EG | 7080180000000
6664 | Cabinet For 4 Way Breeching Inlet - Wall Mounted 'Dry Riser Breeching Inlet', Red Colour c/w Spring Lock, 6mm Wire Glass, 570mm (L) x 570mm (H) x 305mm (D), Material : 1.2mm EG | 7080180300000
6665 | Cabinet For 4 Way Breeching Inlet (BS 5041-5)- Wall Mounted 'Sprinkler Breeching Inlet', Red Colour c/w Spring Lock, 6mm Wire Glass, 595mm (L) x 595mm (H) x 295mm (D), Material : 1.5mm EG | 7080180400000
6667 | 595mm(L)x595mm(H)x295mm(D)x1.5mm, Cabinet For Breeching Inlet 4 Way Wall Mount, 'Dry Riser Breeching Inlet', Red Colour, Spring Lock, 6mm Wire Glass, BS5041-5, Material : EG | 7080180421003
6670 | 595mm(L)X595mm(H)X295mm(D)X1.5mm, Cabinet For Breeching Inlet 4 Way WallMount, "Sprinkler Breeching Inlet", Red Colour, Spring Lock, 6m Wire Glass, U-Rubber At All Glass,, Weatherproof, Material : EG | 7080180423001
6673 | Cabinet For Double Fire Hose - Wall Mounted, Red Colour, Non-Weather Proof c/w Spring Lock, 5mm Plain Viewing Glass, 650mm (L) x 608mm (H) x 350mm (D), Material : 1.2mm EG | 7080190000000
6675 | Cabinet For Double Fire Hose - Wall Mounted, Weather Proof, Red Colour c/w Spring Lock, U-Rubber At All Glass, Plain Viewing Glass, 650mm (W) x 700mm (H) x 350mm (D), Material : 1.2mm EG | 7080190300000
6677 | Cabinet For Double Fire Hose (Fire Code 2018) - Wall Mounted, Non-Weather Proof, Red Colour c/w Spring Lock, 4mm Tempered Viewing Glass, 690mm (W) x 640mm (H) x 350mm (D), Material : 1.2mm EG | 7080190600000
6681 | Cabinet For Double Fire Hose (Fire Code 2018) - Wall Mounted, Weather Proof, Red Colour c/w Spring Lock, U-Rubber At All Glass, 4mm Tempered Viewing Glass, 690mm (W) x 735mm (H) x 350mm (D), Material : 1.2mm EG | 7080190800000
6683 | Self-Standing Cabinet For Double Fire Hose - Weather Proof, Red Colour c/w Chrome Handle With Lock & Key, Break Glass, 740mm(W) x 1370mm(H) x 280mm(D), Material : EG | 7080200000000
6685 | Self-Standing Cabinet For Double Fire Hose - Weather Proof, Louver c/w wire mesh, Red Colour c/w Chrome Handle With Lock & Key, Break Glass, 740mm (W) x 1370mm (H) x 280mm (D), Material : EG | 7080200024001
6686 | Self-Standing Cabinet For Double Fire Hose - Weather Proof, Red Colour c/w Chrome Handle With Lock & Key, Break Glass, 740mm (W) x 1370mm (H) x 280mm (D), Finishing Red Colour 1 Layer Marine Paint, Material : EG | 7080200024002
6687 | Self-Standing Cabinet For 4x Fire Hose - Weather Proof, Red Colour c/w Chrome Handle With Lock & Key, Break Glass, 740mm (W) x 1370mm (H) x 380mm (D), Material : EG | 7080210000000
6692 | Cabinet For (SCBA) Breathing Apparatus, Red Colour, Non-Weather Proof, Lockable With Lock & Key, Viewing Glass, Break Glass, 340mm(L) x 280mm(D) x 750mm(H) x 1.5mm, Material : EG | 7080260600000
6693 | Cabinet For (SCBA) Breathing Apparatus,Red Colour,Non Weatherproof,Non Lockable,Thumb Latch Knob,Viewing Glass,340mm(L)X280mm(D)X750mm(H)X1.5mm,Material : EG | 7080260619001
6708 | 595mm(H)x595mm(L)x100mm(D)x38mm Frame x 1.5mm, Cabinet For Breeching Inlet 4 Way Frame & Door, 'Dry Riser Breeching Inlet', Red Colour, Spring Lock, 6mm Wire Glass, BS5041-5, Material : EG | 7080290721002
6713 | Self-Standing Cabinet For 1-1/2" Hose Reel 1000MM(W) X 1100MM(H) X 850MM(D) X 1.5MM E.G | 7080400000000
6714 | 1550mm(L) x 600mm(W) x 1800mm(H) x 2.0mm, Cabinet For Fire Equipment, Material: EG | 7080400300000
6715 | Cabinet For 50kg Mobile Extinguisher,Self Standing Legs (4 nos of 150mm),Red Colour,Lockable,Lever Lock c/w Key,700mm(W)X1200mm(H)X720mm(D)X1.5mm(Thk),Material: EG,Standard Wording in White Colour | 7080400600000
6716 | Self-Standing Cabinet for 2 X Combat 25kg Store Pressure ABC Mobile Fire Extinguisher c/w Lock & Key and Slanted Roof, Finishing Red Colour Marine Paint, 1200mm (H) X 1200mm (W) X 700mm (D) 1.5mm Thickness, Self Standing Legs (150mm), Material: SS316 | 7080400625001

## _ ('default_code', '=ilike'1
BOM ID | Product Name | Product Code
6421 | 220mm(W) x 175mm(D) x 510mm(H) x 1.0mm, Cabinet For Fire Extinguisher (1,2,3kg ABC/2kg Halotron), Suitable for In-Door, Non Weather Proof, Lockable, Hairline Finish, Lock & Key, Viewing Glass, Break Glass, Material : SS304 | 7080010000001
6422 | 220mm(W) x 175mm(D) x 510mm(H) x 1.0mm - Cabinet For Fire Extinguisher (1,2,3kg ABC/ 2kg Hal), Suitable for In-Door, Non Weather Proof, Lockable, Hairline Finish, Lock & Key, Viewing Glass, Break Glass, Material : SS316 | 7080010000002
6425 | 220mm(W) x 175mm(D) x 510mm(H) x 1.0mm - Cabinet For Fire Extinguisher (1,2,3kg ABC, 2kg Hal), Suitable for In-Door, Non Weather Proof, Non Lockable, Hairline Finish, Thumb Latch Knob, Viewing Glass, Material : SS304 | 7080010100001
6426 | 220mm(W) x 175mm(D) x 510mm(H) x 1.0mm - Cabinet For Fire Extinguisher ( 1,2,3kg ABC/ 2kg Hal), Suitable for In-Door, Non Weather Proof, Non Lockable, Hairline Finish, Thumb Latch Knob, Viewing Glass, Material: SS316 | 7080010100002
6428 | 220mm(W) x 175mm(D) x 510mm(H) x 1.0mm, Cabinet For Fire Extinguisher (1,2,3kg ABC/2kg Halotron), Non Weather Proof, Lockable, Hairline Finish, Lock & Key, Viewing Glass, Break Glass, Material : SS304 | 7080010200000
6430 | 220Mm(W)X175Mm(D)X510Mm(H)X1.0Mm,Cabinet For Fire Extinguisher ( 1,2,3Kg Abc, 2Kg Halotron),Recess Type, Non Weather Proof, Lockable,Hairline Finish,,Lock & Key, Viewing Glass, Break Glass,,Material : Ss304, | 7080010225002
6431 | 220mm(W) x 175mm(D) x 510mm(H) x 1.0mm - Cabinet For Fire Extinguisher (1,2,3kg ABC, 2kg Hal), Non Weather Proof, Non Lockable, Hairline Finish, Thumb Latch Knob, Viewing Glass, Material : SS304 | 7080010300000
6432 | 220mm(W)X175mm(D)X510mm(H)X30mm(F)X1.0mm,Material: SS304,Cabinet For Fire Extinguisher (1,2,3kg ABC, 2kg Halotron),Recess Type,Non Weatherproof,Non Lockable,Hairline,Thumb Latch Knob,Viewing Glass, Standard Wording In Red Colour | 7080010318001
6433 | 220mm(W) x 175mm(D) x 510mm(H) x 1.0mm - Cabinet For Fire Extinguisher (1,2,3kg ABC/ 2kg Hal), Non Weather Proof, Lockable, Hairline Finish, Lock & Key, Viewing Glass, Break Glass, Material : SS316 | 7080010400000
6434 | 220Mm(W)X175Mm(D)X510Mm(H)X30Mm(Frame)X1.0Mm,Recess Cabinet For Fire Extinguisher ( 1,2,3Kg Abc, 2Kg Halotron), Non Weather Proof, Lockable,Hairline Finish,,Lock & Key, Viewing Glass, Break Glass,,Material : Ss316 | 7080010425001
6435 | 220mm(W) x 175mm(D) x 510mm(H) x 1.0mm - Cabinet For Fire Extinguisher ( 1,2,3kg ABC/ 2kg Hal), Non Weather Proof, Non Lockable, Hairline Finish, Thumb Latch Knob, Viewing Glass, Material: SS316 | 7080010500000
6438 | 220Mm(W)X175Mm(D)X575Mm(H)X1.0Mm,Cabinet For Fire Extinguisher ( 1,2,3Kg Abc, 2Kg Halotron), Weather Proof, Lockable,Hairline Finish,,Lock & Key, Break Glass, U-Rubber At All Glass,,Material: Ss316, | 7080010800000
6439 | 220Mm(W)X175Mm(D)X575Mm(H)X1.0Mm,Cabinet For Fire Extinguisher ( 1,2,3Kg Abc, 2Kg Halotron), Weather Proof, Non Lockable,Hairline Finish,,Thumb Latch Knob,U-Rubber At All Glass,,Material: Ss316, | 7080010900000
6440 | 220Mm(W)X175Mm(D)X575Mm(H)X1.0Mm,Cabinet For Fire Extinguisher ( 1,2,3Kg Abc, 2Kg Halotron), Weather Proof, Non Lockable,Hairline Finish,,Thumb Latch Knob,U-Rubber At All Glass,,Material: Ss304, | 7080011000000
6441 | 220mm(W) x 175mm(D) x 575mm(H) x 1.0mm, Cabinet For Fire Extinguisher (1,2,3kg ABC/ 2kg Halotron), Weather Proof, Lockable, Hairline Finish, Lock & Key, Break Glass, U-Rubber At All Glass, Material: SS304 | 7080011100000
6443 | 260mm(L) x 200mm(D) x 540mm(H) x 1.0mm - Cabinet For Fire Extinguisher (4kg ABC/4kg Hal/2kg CO2), Suitable for In-Door, Non Weather Proof, Lockable, Hairline Finish, Lock & Key, Viewing Glass, Break Glass, Material : SS304 | 7080020000001
6444 | 260mm(L) x 200mm(D) x 540mm(H) x 1.0mm - Cabinet For Fire Extinguisher (4kg ABC/Hal/2kg CO2), Suitable for In-Door, Non Weather Proof, Lockable, Hairline Finish, Lock & Key, Viewing Glass, Break Glass, Material: SS316 | 7080020000002
6446 | 260mm(L) x 200mm(D) x 540mm(H) x 1.0mm, Cabinet For Fire Extinguisher (4kg ABC, 4kg Halotron, 2kg CO2), Suitable for In-Door, Non Weather-Proof, Non Lockable, Hairline Finish, Thumb Latch Knob, Viewing Glass, Material : SS304 | 7080020100001
6447 | 260mm(L) x 200mm(D) x 540mm(H) x 1.0mm - Cabinet For Fire Extinguisher (4kg ABC/Hal/2kg CO2), Suitable for In-Door, Non Weather Proof, Non Lockable, Hairline Finish, Thumb Latch Knob, Viewing Glass, Material: SS316 | 7080020100002
6452 | 260mm(L) x 200mm(D) x 540mm(H) x 1.0mm - Cabinet For Fire Extinguisher (4kg ABC/4kg Hal/2kg CO2), Non Weather Proof, Lockable, Hairline Finish, Lock & Key, Viewing Glass, Break Glass, Material : SS304 | 7080020200000
6453 | 260mm(W)X200Mm(D)X540mm(H)X30mm(Frame)x1.0mm,Recess Cabinet For Fire Extinguisher ( 4Kg Abc, 4Kg Halotron, 2Kg Co2), Non Weather Proof, Lockable, Hairline Finish,Lock & Key , Material : SS304 | 7080020224001
6454 | 260mm(L) x 200mm(D) x 540mm(H) x 1.0mm, Cabinet For Fire Extinguisher (4kg ABC, 4kg Halotron, 2kg CO2), Non Weather-Proof, Non Lockable, Hairline Finish, Thumb Latch Knob, Viewing Glass, Material : SS304 | 7080020300000
6455 | 260mm(W) x 540mm(H) x 200mm(D) x 1.0mm, Material: Ss304, 4kgs Fire Extinguisher Cabinet, Wall Mounted, Non Weather Proof, Non Lockable, Hairline Finishing, C/w Push Lock, Viewing Glass, Standard Wording In Red Colour, | 7080020318001
6456 | 260Mm(L)X200Mm(D)X540Mm(H)X1.6Mm,Cabinet For Fire Extinguisher ( 4Kg Abc, 4Kg Halotron, 2Kg Co2), Non Weather Proof, Non Lockable,Hairline Finish,,Thumb Latch Knob, Viewing Glass,,Material : Ss304, | 7080020325001
6457 | 260mm(L) x 200mm(D) x 540mm(H) x 1.0mm - Cabinet For Fire Extinguisher (4kg ABC/Hal/2kg CO2), Non Weather Proof, Lockable, Hairline Finish, Lock & Key, Viewing Glass, Break Glass, Material: SS316 | 7080020400000
6458 | 260mm(L) x 200mm(D) x 540mm(H) x 1.0mm - Cabinet For Fire Extinguisher (4kg ABC/Hal/2kg CO2), Non Weather Proof, Lockable, Hairline Finish, Lock & Key, With Recess Type Handle , Viewing Glass, Break Glass, Material: SS316 | 7080020423001
6459 | 260mm(L) x 200mm(D) x 540mm(H) x 1.0mm - Cabinet For Fire Extinguisher (4kg ABC/Hal/2kg CO2), Floor Mounted, Non Weather Proof, Non Lockable, Hairline Finish, Lock & Key, With Recess Type Handle , Viewing Glass, Material: SS316 With Base Plate Height 460mm | 7080020423002
6460 | 260mm(L) x 200mm(D) x 540mm(H) x 1.0mm - Cabinet For Fire Extinguisher (4kg ABC/Hal/2kg CO2), Non Weather Proof, Non Lockable, Hairline Finish, Thumb Latch Knob, Viewing Glass, Material: SS316 | 7080020500000
6461 | 260mm(L) x 200mm(D) x 540mm(H) x 1.0mm - Cabinet For Fire Extinguisher (4kg ABC/Hal/2kg CO2), Floor Mounted, Non Weather Proof, Non Lockable, Hairline Finish, Thumb Latch Knob, Viewing Glass, Material: SS316 | 7080020523001
6462 | 260mm(L) x 200mm(D) x 540mm(H) x 1.0mm - Cabinet For Fire Extinguisher (4kg ABC/Hal/2kg CO2), Non Weather Proof, Non Lockable, Non Mounting Holes, Hairline Finish, Thumb Latch Knob, Viewing Glass, Material: SS316 | 7080020523002
6466 | 260Mm(L)X200Mm(D)X610Mm(H)X1.0Mm,Cabinet For Fire Extinguisher ( 4Kg Abc, 4Kg Halotron, 2Kg Co2), Weather Proof, Lockable,Hairline Finish,,Lock & Key, Break Glass, U-Rubber At All Glass,,Material: Ss316, | 7080021100000
6467 | 260Mm(L)X200Mm(D)X610Mm(H)X1.0Mm,,Cabinet For Fire Extinguisher ( 4Kg Abc, 4Kg Halotron, 2Kg Co2), Weather Proof, Non Lockable,Hairline Finish,,Thumb Latch Knob, Viewing Glass, U-Rubber At All Glass,,Material: Ss316, | 7080021200000
6468 | 260Mm(L)X200Mm(D)X610Mm(H)X1.0Mm,,Cabinet For Fire Extinguisher ( 4Kg Abc, 4Kg Halotron, 2Kg Co2), Weather Proof, Non Lockable,Hairline Finish,,Thumb Latch Knob, Viewing Glass, U-Rubber At All Glass,,Material: Ss304, | 7080021300000
6469 | 260Mm(L)X200Mm(D)X610Mm(H)X1.0Mm,Cabinet For Fire Extinguisher ( 4Kg Abc, 4Kg Halotron, 2Kg Co2), Weather Proof, Lockable,Hairline Finish,,Lock & Key, Break Glass, U-Rubber At All Glass,,Material: Ss304, | 7080021400000
6470 | 340mm(L)X200mm(D)X760mm(H)X1.0mm,Cabinet For Fire Extinguisher,Non-Weather Proof,Wall Mounted,Non-Lockable,Hairline Finish,Round Push Lock,Viewing Tempered Glass,Slanted from 760mm to 560mm,Material: Ss304, | 7080021422002
6472 | 300mm(L) x 220mm(D) x 700mm(H) x 1.0mm - Cabinet For Fire Extinguisher (6kg/9kg ABC/ 6kg Hal), Suitable for In-Door, Non Weather Proof, Lockable, Hairline Finish, Lock & Key, Viewing Glass, Break Glass, Material : Stainless Steel SS304 | 7080030000001
6473 | 300mm(L) x 220mm(D) x 700mm(H) x 1.0mm - Cabinet For Fire Extinguisher (6/9kg ABC/6kg Hal), Suitable for In-door, Non Weather Proof, Lockable, Hairline Finish, Lock & Key, Viewing Glass, Break Glass, Material: SS316 | 7080030000002
6475 | 300mm(L) x 220mm(D) x 700mm(H) x 1.0mm - Cabinet For Fire Extinguisher (6/9kg ABC/ 6Kg Hal), Suitable for In-Door, Non Weather Proof, Non Lockable, Hairline Finish, Thumb Latch Knob, Viewing Glass, Material: Stainless Steel SS304 | 7080030100001
6476 | 300mm(L) x 220mm(D) x 700mm(H) x 1.0mm - Cabinet For Fire Extinguisher (6/9kg ABC/ 6kg Hal), Suitable for In-door, Non Weather Proof, Non Lockable, Hairline Finish, Thumb Latch Knob, Viewing Glass, Material: SS316 | 7080030100002
6480 | 300mm(L) x 220mm(D) x 700mm(H) x 1.0mm - Cabinet For Fire Extinguisher (6kg/9kg ABC/ 6kg Hal), Non Weather Proof, Lockable, Hairline Finish, Lock & Key, Viewing Glass, Break Glass, Material : Stainless Steel SS304 | 7080030200000
6481 | 300mm(L) x 220mm(D) x 700mm(H) x 1.0mm - Cabinet For Fire Extinguisher (6/9kg ABC/ 6Kg Hal), Non Weather Proof, Non Lockable, Hairline Finish, Thumb Latch Knob, Viewing Glass, Material: Stainless Steel SS304 | 7080030300000
6482 | 300mm(W)x700mm(H)x220mm(D)x30mm(Frame)x1.0mm,Material Ss304, 6kgs/9kgs ABC Dry Powder Fire Extinguisher Cabinet, Recess Type, Hairline Finishing, C/w Plastic Thumb Latch Knob, Viewing Glass, Standard Wording In Red Colour | 7080030323001
6483 | 300mm(L) x 220mm(D) x 700mm(H) x 1.0mm - Cabinet For Fire Extinguisher (6/9kg ABC/6kg Hal),Non Weather Proof, Lockable, Hairline Finish, Lock & Key, Viewing Glass, Break Glass, Material: SS316 | 7080030400000
6484 | 300mm(L) x 220mm(D) x 700mm(H) x 1.0mm - Cabinet For Fire Extinguisher (6/9kg ABC/ 6kg Hal), Non Weather Proof, Non Lockable, Hairline Finish, Thumb Latch Knob, Viewing Glass, Material: SS316 | 7080030500000
6490 | 300Mm(L)X220Mm(D)X770Mm(H)X1.0Mm,,Cabinet For Fire Extinguisher ( 6 & 9Kg Abc, 6Kg Halotron), Weather Proof, Lockable,Hairline Finish,,Lock & Key, Break Glass, U-Rubber At All Glass,,Material: Ss316, | 7080030800000
6491 | 300Mm(L)X220Mm(D)X770Mm(H)X1.0Mm,,Cabinet For Fire Extinguisher ( 6 & 9Kg Abc, 6Kg Halotron), Weather Proof, Non Lockable,Hairline Finish,,Thumb Latch Knob,U-Rubber At All Glass,,Material: Ss316, | 7080030900000
6492 | 300Mm(L)X220Mm(D)X770Mm(H)X1.0Mm,,Cabinet For Fire Extinguisher ( 6 & 9Kg Abc, 6Kg Halotron), Weather Proof, Lockable,Hairline Finish,,Lock & Key, Break Glass, U-Rubber At All Glass,,Material: Ss304, | 7080031300000
6493 | 300Mm(L)X220Mm(D)X770Mm(H)X1.0Mm,,Cabinet For Fire Extinguisher ( 6 & 9Kg Abc, 6Kg Halotron), Weather Proof, Non Lockable,Hairline Finish,,Thumb Latch Knob,U-Rubber At All Glass,,Material: Ss304, | 7080031400000
6494 | 300Mm(L)X220Mm(D)X770Mm(H)X1.0Mm, Cabinet For Fire Extinguisher (6 & 9Kg Abc, 6Kg Halotron), Weather Proof, Non Lockable,Hairline Finish, Thumb Latch Knob,U-Rubber At All Glass, 4 Nos Of Legs (150mm), Material: Ss304, | 7080031424001
6497 | 800mm(H) x 800mm(W) x 361mm(D) x 1.2mm Hose Reel Cabinet - Wall Mounted, Non Weatherproof, Lockable, Red Colour, Lock & Key, Viewing Glass, Break Glass, Back of Cabinet Covered Up, Standard Wording in White Colour, Material: EG complete with 1" X 30m HP Hose Reel, Swing L-Bracket, Drum 585mm X 180mm, LG2 Double Waterway(Right), C/W MED, EN694 High Pressure Hose, C18 Jet/Spray Nozzle, Inlet: 1" NST(F), BS EN671-1, Material: SS316 | 7080050023001
6505 | 800mm(H) x 800mm(L) x 361mm(D) x 1.0mm - Cabinet For Hose Reel Wall Mounted, Non Weather Proof, Lockable, Hairline Finish, Lock & Key, Viewing Glass, Break Glass, Back Of Cabinet Is Not Fully Covered Up, Material: SS304 | 7080050300000
6506 | 800mm(H) x 800mm(L) x 361mm(D) x 1.0mm - Cabinet For Hose Reel Wall Mounted, Non Weather Proof, Non Lockable, Hairline Finish, Thumb Latch Knob, Viewing Glass, Back Of Cabinet Is Not Fully Covered Up, Material: SS304 | 7080050400000
6507 | 800mm(W)X800mm(H)X361mm(D)X1.0mm,Material: SS304,Hose Reel Cabinet,Wall Mounted,Non Weatherproof,Non Lockable,Hairline Finishing,Thumb Latch Knob,Viewing Glass,Door Opening From Right To Left,Back Of Cabinet Is Not Fully Covered Up,Standard Wording In Red Colour | 7080050418007
6508 | 800mm(H)X800mm(L)X361mm(D)X1.0mm,Cabinet For Hose Reel,Wall Mounted,Non Weatherproof,Non Lockable,Hairline Finish,Thumb Latch Knob,Viewing Glass,Door Open From Right To Left,Back Of Cabinet Is Not Fully Covered Up,Material: SS316 | 7080050419009
6509 | 800mm(W)X800mm(H)X361mm(D)X1.0mm,Material: SS304,Hose Reel Cabinet,Wall Mounted,Non Weatherproof,Non Lockable,Hairline,Thumb Latch Knob,Door Opening From Right to Left,Viewing Glass, Back Of Cabinet Is Fully Covered Up,Standard Wording In Red Colour | 7080050420003
6510 | 800mm(W) x 800mm(H) x 361mm(D) x 1.0mm, Hose Reel Cabinet Self Standing Legs (150mm each), Non Weatherproof, Non Lockable, Hairline Finishing, Thumb Latch Knob, Viewing Glass, Back Is Fully Cover Up, Standard Wording In Red Colour, Material: SS304 | 7080050422007
6511 | 800Mm(W)X800Mm(H)X400Mm(D)X1.0Mm Thk, Material : SS304 Plate, Hose Reel Cabinet, Wall Mounted, Non Lockable, Non-Weather Proof, Hairline Finishing, c/w Thumb Latch Knob, Viewing Glass, Back Of Cabinet is Fully Cover Up, Hose Reel Mounting Bracket at Left Side, Standard Wording in Red. | 7080050423001
6512 | 800mm(H) x 800mm(L) x 361mm(D) x 1.0mm, Hose Reel Cabinet - Wall Mounted, Non-Weather Proof, Lockable With Lock & Key, Hairline Finish, Viewing Glass, Break Glass, Back Of Cabinet Not Fully Covered Up, Material: SS316 | 7080050500000
6513 | 800mm(H) x 800mm(L) x 361mm(D) x 1.0mm, Cabinet For Hose Reel Wall Mounted, Non Weather Proof, Non-Lockable, Hairline Finish, Thumb Latch Knob, Viewing Glass, Back Of Cabinet Is Not Fully Covered Up, Material: SS316, | 7080050600000
6528 | 800Mm(H)X800Mm(L)X100Mm(D)X30Mm Framex1.0Mm,,Cabinet For Hose Reel Frame & Door, Non Weather Proof, Lockable,Hairline Finish,,Lock & Key, Viewing Glass, Break Glass,,Material: Ss304, | 7080052100000
6529 | 800mm(W) X 800mm(H) X 100mm(D) X 30mm Frame X 1.0mm - Cabinet For Hose Reel Frame & Door, Non Weather Proof, Non Lockable, Hairline Finish, Thumb Latch Knob, Viewing Glass, Material: SS304 | 7080052200000
6532 | 800Mm(H)X800Mm(L)X100Mm(D)X30Mm Framex1.0Mm,,Cabinet For Hose Reel Frame & Door, Non Weather Proof, Non Lockable,Hairline Finish,,Push Lock w/o key, Viewing Glass,,Material: Ss304, | 7080052223003
6533 | 800Mm(H)X800Mm(L)X100Mm(D)X30Mm Framex1.0Mm, Cabinet For Hose Reel Frame & Door, Non Weather Proof, Non Lockable,Hairline Finish,Thumb Latch Knob, Full Panel Door With Standard Wording, Door Open From Right To Left, Material: Ss304 | 7080052224001
6539 | 800mm(W) X 900mm(H) x 361mm(D) X 1.0mm - Cabinet For Hose Reel Wall Mounted, Weather Proof, Lockable,Hairline Finish, Lock & Key, Viewing Glass, Break Glass, Back Of Cabinet Is Fully Covered Up, Material: SS316, | 7080052800000
6540 | 800mm(L) x 361mm(D) x 900mm(H) x 1.0mm, Cabinet For Hose Reel Wall Mounted, Weather Proof, Non-Lockable, Hairline Finish, Thumb Latch Knob, Viewing Glass, Back Of Cabinet Is Fully Covered Up, Material: SS316 | 7080052900000
6541 | 900mm(W) x 900mm(W) x 500mm(D) x 1.0mm, Material : SS316, Hose Reel Cabinet, Floor Mounted, Lockable, Non Directional Finishing, C/w Spring Lock, Top Slanted Front to Back, Break Glass, Bottom Of The Cabinet Is Hollow, Full Panel Door Without Wording | 7080052923002
6542 | 800mm(W) X 900mm(H) x 361mm(D) X 1.5mm - Cabinet For Hose Reel Floor Mounted, Non-Weather Proof,Slope Backwards, Magnetic Push Latch Lock,Satin Finish, Big Viewing Glass, Back Of Cabinet Is Fully Covered Up, Material: SS316 | 7080052925001
6545 | 800mm(H) X 800mm(L) X 361mm(D) X 1.0mm - Cabinet For Hose Reel Wall Mounted, Non Weather Proof, Lockable,( Hairline Finish ),,Spring Lock, Temper Glass, Back Of Cabinet Is Not Fully Covered Up, SS575 : 2012,,Material: SS304 | 7080053100000
6546 | 800mm(H) x 800mm(L) x 361mm(D) x Overall Thk 1.6mm Cabinet For Hose Reel, Wall Mounted, Non Weather Proof, Lockable, Red Colour, Spring Lock cw Handle, 3mm Plain Viewing Glass, Back Of Cabinet Is Not Fully Covered Up, Standard Wording In White Colour, Material: SS304 | 7080053125001
6547 | 800mm(H) x 800mm(L) x 361mm(D) x 1.0mm - Cabinet For Hose Reel Wall Mounted, Non Weather Proof, Lockable,Hairline Finish, Spring Lock, Temper Glass, Back Of Cabinet Is Not Fully Covered Up, SS575:2012, Material: SS316 | 7080053200000
6549 | 800mm(W) X 900mm(H) x 361mm(D) X 1.0mm - Cabinet For Hose Reel Wall Mounted, Weather Proof, Lockable,Hairline Finish, Spring Lock, Temper Glass, Back Of Cabinet Is Fully Covered Up, SS575:2012, Material: SS316 | 7080053400000
6551 | 800Mm(L)X361Mm(D)X900Mm(H)X1.0Mm,,Cabinet For Hose Reel Wall Mounted, Weather Proof, Lockable,Hairline Finish,,Spring Lock, Temper Glass, Back Of Cabinet Is Fully Covered Up,,Material: Ss304, | 7080053600000
6552 | 800mm(L) x 361mm(D) x 900mm(H) x 1.0mm, Cabinet For Hose Reel Wall Mounted, Weather Proof, Non-Lockable,Hairline Finish, Thumb Latch Knob, Viewing Glass, Back Of Cabinet Is Fully Covered Up, Material: SS304 | 7080053700000
6553 | 800mm(L)X361mm(D)X900mm(H)X1.0mm,Cabinet For Hose Reel,Wall Mounted,Slanting Roof Top,Non Lockable,Weatherproof,Hairline,Thumb Latch Knob,Viewing Glass,Back Of Cabinet Is Not Covered Up,Material: SS304 | 7080053720001
6554 | 800mm(W) x 900mm(H) x 361mm(D) x 1.0mm, Material: Ss304, Hose Reel Cabinet, Floor Mounted, Non Lockable, Weather Proof, Hairline Finishing, C/w Plastic Thumb Latch Knob, Viewing Glass, Slanted Roof, Back Of Cabinet Is Fully Covered Up, Standard Wording In Red Colour | 7080053722001
6555 | 800mm(W) x 900mm(H) x 361mm(D) x 1.0mm, Material: Ss304, Hose Reel Cabinet, Floor Mounted, Non Lockable, Weather Proof, Hairline Finishing, C/w Plastic Thumb Latch Knob, Viewing Glass, Slanted Roof, Back Of Cabinet Is Fully Covered Up, Standard Wording & Fire Extinguisher Wording In Red Colour | 7080053724002
6556 | 800mm(W) x 900mm(H) x 361mm(D) x 1.0mm, Material: Ss304, Hose Reel Cabinet, Floor Mounted, Door Open Right to Left, Non Lockable, Weather Proof, Hairline Finishing, C/w Plastic Thumb Latch Knob, Viewing Glass, Slanted Roof, Back Of Cabinet Is Fully Covered Up, Standard Wording & Fire Extinguisher Wording In Red Colour | 7080053724003
6557 | 800mm(W)X900mm(H)X361mm(D)X1.0mm, Material: SS304,Self Standing Hose Reel Cabinet, Weather Proof , Non-Lockable,Hairline Finishing, Thumb Latch Knob, Full Panel Door, 4 Nos Legs (300mm),Back Of Cabinet Fully Covered Up, Standard Wording In Red Colour | 7080053724005
6558 | 800mm(W) X 900mm(H) X 361mm(D) X 1.0mm - Cabinet For Hose Reel Wall Mounted, Weather Proof, Lockable,Hairline Finish, Lock & Key, Viewing Glass, Break Glass, Back Of Cabinet Is Fully Covered Up, Material: SS304, | 7080053800000
6559 | 800mm(W) X 900mm(H) X 361mm(D) X 1.0mm - Self Standing Cabinet For Hose Reel, Weather Proof, Lockable,Hairline Finish, Lock & Key, Viewing Glass, Break Glass, Back Of Cabinet Is Fully Covered Up, Material: SS304, Legs (150mm) | 7080053825001
6573 | 800mm(H) x 800mm(L) x 361mm(D) x 1.0mm Cabinet For Hose Reel Wall Mounted, Non Weather Proof, Non Lockable, Back Cover, Hairline Finish, Thumb Latch Knob, Viewing Glass, Back Of Cabinet Is Fully Covered Up, Material: SS304 | 7080054000000
6574 | 800mm(H) x 800mm(L) x 361mm(D) x 1.0mm Cabinet For Hose Reel Wall Mounted, Non Weather Proof, Lockable, Back Cover, Hairline Finish, Lock and Key, Viewing Glass, Back Of Cabinet Is Fully Covered Up, Material: SS304 | 7080054000001
6575 | 800Mm(H)X800Mm(L)X361Mm(D)X1.0Mm,Cabinet For Hose Reel Wall Mounted, Non Weather Proof, Lockable, Hairline Finish, Spring Lock, Temper Glass, Back Of Cabinet Is Fully Covered Up, Material: Ss304, | 7080054000002
6576 | 800Mm(H)X800Mm(L)X361Mm(D)X1.0Mm,Cabinet For Hose Reel Wall Mounted,Non Weather Proof,Non Lockable,Back Cover,Hairline Finish,Thumb Latch Knob,Viewing Glass,Back Of Cabinet Is Fully Covered Up,4 Holes Right Side, Bottom U Shape Holes,Material: Ss304. (Back of Cabinet No Need Hole) | 7080054023001
6577 | 800mm(W)X800mm(H)X361mm(D)X1.0mm, Material: SS304,Self Standing Hose Reel Cabinet, Non-Weather Proof , Non-Lockable, Hairline Finishing, Thumb Latch Knob, Viewing Glass, 4 Nos Legs (500mm)c/w Supporting Bar,Back Of Cabinet Fully Covered Up, Standard Wording In Red Colour, | 7080054025001
6578 | 800mm(W)X800mm(H)X361mm(D)X1.0mm,Material: SS304,Self Standing Hose Reel Cabinet,Non Lockable,Non weather Proof,c/w Thumb Latch Knob,Viewing Glass, 4 Nos Legs (300mm),Back Of Cabinet Fully Covered Up without hole,Standard Wording In Red. | 7080054025005
6579 | 800Mm(H)X800Mm(L)X361Mm(D)X1.0Mm,,Cabinet For Hose Reel Wall Mounted, Non Weather Proof, Non-Lockable, Back Cover,,Hairline Finish,,Thumb Latch Knob, Viewing Glass, Back Of Cabinet Is Fully Covered Up,,Material: Ss316, | 7080054100000
6580 | 800mm(L) x 361mm(D) x 800mm(H) x 1.5mm, Cabinet For Hose Reel Wall Mounted, Non-Weather Proof, Non-Lockable,Red Colour Powder Coated, Cylindrical Lock, Viewing Glass, Back Of Cabinet Is Fully Covered Up, Material: SS316, Standard Wording In White Colour, c/w 1"X30m Manual Hose Reel (Model: HR-1SW). | 7080054123001
6583 | 570mm (L) x 395mm (H) x 305mm (D) x 1.0mm - Cabinet For 2 Way Breeching Inlet, Recess 'Dry Riser Breeching Inlet', Hairline Finish c/w Spring Lock, 6mm Wire Glass, Material: SS304 | 7080060100000
6584 | 570mm(L) x 395mm(H) x 305mm(D) x 1.0mm - Cabinet For 2Way Breeching Inlet, Recess 'Dry Riser Breeching Inlet', Hairline Finish c/w Spring Lock, 6mm Wire Glass, Material: SS316 | 7080060200000
6586 | 595mm(L)X395mm(H)X295mm(D)X1mm, Cabinet For Breeching Inlet 2 Way Recess, 'Dry Riser Breeching Inlet', Hairline, Spring Lock, 6mm Wire Glass, BS5041-5, Material : SS304 | 7080060321001
6587 | 595mm(L)X395mm(H)X295mm(D)X1mm, Cabinet For Breeching Inlet 2 Way Recess, 'Dry Riser Breeching Inlet', Hairline, Spring Lock, 6mm Wire Glass, BS5041-5, Material : SS316 | 7080060321002
6595 | Cabinet For 4 Way Breeching Inlet - Recess 'Sprinkler Breeching Inlet', Hairline Finish c/w Spring Lock, 6mm Wire Glass, 570mm (L) x 570mm (H) x 305mm (D), Material : 1.0mm SS304 | 7080070100000
6596 | 570mm(L) x 570mm(H) x 305mm(D) x 1.0mm - Cabinet For 4 Way Breeching Inlet, Recess 'Sprinkler Breeching Inlet', Hairline Finish c/w Spring Lock, 6mm Wire Glass, Material: SS316 | 7080070200000
6598 | Cabinet For 4 Way Breeching Inlet - Recess 'Dry Riser Breeching Inlet', Hairline Finish c/w Spring Lock, 6mm Wire Glass, 570mm (L) x 570mm (H) x 305mm (D), Material : 1.0mm SS304 | 7080071300000
6599 | Cabinet For 4 Way Breeching Inlet - Recess 'Wet Riser Breeching Inlet', Hairline Finish c/w Spring Lock, 6mm Wire Glass, 570mm (L) x 570mm (H) x 305mm (D), Material : 1.0mm SS304 | 7080071400000
6602 | 595mm(L)x595mm(H)x295mm(D)x38mm(F)x1.0mm, Cabinet For Breeching Inlet 4 Way Recess, 'Dry Riser Breeching Inlet', Hairline, Spring Lock, 6mm Wire Glass, BS5041-5, Material : SS304 | 7080071621001
6603 | 595mm(L)x595mm(H)x295mm(D)x38mm(F)x1.0mm, Cabinet For Breeching Inlet 4 Way Recess, 'Dry Riser Breeching Inlet', Hairline, Spring Lock, 6mm Wire Glass, BS5041-5, Material : SS316 | 7080071621002
6605 | 595mm(L)x595mm(H)x295mm(D)x38mm(F)x1.0mm, Cabinet For Breeching Inlet 4 Way Recess, 'Sprinkler Breeching Inlet', Hairline, Spring Lock, 6mm Wire Glass, BS5041-5, Material : SS304 | 7080071621007
6607 | 595mm(L)x595mm(H)x295mm(D)x38mm(F)x1.0mm, Cabinet For Breeching Inlet 4 Way Recess, 'Hydrant Breeching Inlet', Hairline, Spring Lock, 6mm Wire Glass, BS5041-5, Material : SS316 | 7080071624002
6608 | 595mm(L)x595mm(H)x295mm(D)x38mm(F)x1.0mm, Cabinet For Breeching Inlet 4 Way Recess, 'Sprinkler Breeching Inlet', Hairline, Spring Lock, 6mm Wire Glass, BS5041-5, Material : SS316 | 7080071624003
6612 | 595mm(L)x595mm(H)x295mm(D)x38mm(F)x1.0mm, Cabinet For Breeching Inlet 4 Way Recess, Hairline, Spring Lock, 6mm Wire Glass, BS5041-5, Material : SS316Wording 1: WR/SPK TANK BREECHING INLET, Wording 2: HYDRANT TANK BREECHING INLET, Wording 3: SPK CONTROL VALVE BREECHING INLET. | 7080071625006
6613 | Cabinet For Single Fire Hose - Wall Mounted, Non Weather Proof, Hairline Finish c/w Spring Lock, 5mm Plain Viewing Glass, 650mm (W) x 608mm (H) x 250mm (D), Material : 1.0mm SS304 | 7080080100000
6614 | 650mm(W) x 608mm(H) x 250mm(D) x 1.0mm - Cabinet For Single Fire Hose, Wall Mounted, Non Weather Proof, Hairline Finish c/w Spring Lock, 5mm Plain Viewing Glass, Material: SS316 | 7080080200000
6616 | Cabinet For Single Fire Hose - Wall Mounted, Weather Proof, Hairline Finish c/w Spring Lock, U-Rubber At All Glass, Plain Viewing Glass, 650mm (W) x 680mm (H) x 250mm (D), Material : 1.0mm SS316 | 7080080500000
6617 | Cabinet For Single Fire Hose - Wall Mounted, Weather Proof, Hairline Finish c/w Spring Lock, U-Rubber At All Glass, Plain Viewing Glass, 650mm (W) x 680mm (H) x 250mm (D), Material : 1.0mm SS304 | 7080081600000
6619 | Recess Type Fire Fighting Locker (Type A), Double Door Cabinet, W 650mm x H 650mm x D 280mm x Frame 20mm x Thickness 1.2 mm,Non Lockable Stainless Steel Cylindrical Lock, Material: Mild Steel, Colour: Red (RAL 3001), White Colour Arial Narrow Bold Wording: COMBATE A INCÊNDIO COM ÁGUA | 7080082223001
6621 | Cabinet For Single Fire Hose (Fire Code 2018) - Wall Mounted, Non-Weather Proof, Hairline Finish c/w Spring Lock, 4mm Tempered Viewing Glass, 690mm (W) x 640mm (H) x 250mm (D), Material : 1.0mm SS304 | 7080082400000
6622 | 690Mm(L)X640Mm(H)X250Mm(D)X1.0Mm,Cabinet For Fire Hose, Single,Wall Mounted, Non Weather Proof,Hairline Finish,Spring Lock,4 Mm Tempered Viewing Glass,Material : Ss316, | 7080082420001
6623 | 690Mm(L)X640Mm(H)X250Mm(D)X1.0Mm,,Cabinet For Fire Hose, Single, Wall Mounted, Non Weather Proof,Spring Lock,4 Mm Viewing Glass,Red Colour Powder Coating, Standard Wording in White, Material : Ss304. | 7080082423001
6624 | 690Mm(L)X640Mm(H)X250Mm(D)X1.0Mm,Cabinet For Single Fire Hose, Wall Mounted, Non Weather Proof, Hairline Finish, Non-Lockable with Thumb Latch Knob, 4 Mm Tempered Viewing Glass, Material : Ss316 | 7080082424001
6626 | Cabinet For Single Fire Hose (Fire Code 2018) - Wall Mounted, Weather Proof, Hairline Finish c/w Spring Lock, U-Rubber At All Glass, 4mm Tempered Viewing Glass, 690mm (W) x 715mm (H) x 250mm (D), Material : 1.0mm SS316 | 7080082600000
6627 | Cabinet For Single Fire Hose (Fire Code 2018) - Wall Mounted, Weather Proof, Hairline Finish c/w Spring Lock, U-Rubber At All Glass, 4mm Tempered Viewing Glass, 690mm (W) x 715mm (H) x 250mm (D), Material : 1.0mm SS304 | 7080082600001
6634 | 350mm(L) x 220mm(D) x 750mm(H) x 1.0mm - Cabinet For Fire Extinguisher (5kg CO2), Non Weather Proof, Lockable, Hairline Finish, Lock & Key, Viewing Glass, Break Glass, Material : SS304 | 7080150200000
6635 | 350Mm(L)X220Mm(D)X750Mm(H)X1.0Mm,,Cabinet For Fire Extinguisher ( 5Kg Co2), Non Weather Proof, Lockable,Hairline Finish,,Lock & Key, Viewing Glass, Break Glass,,Material : Ss316 | 7080150217001
6637 | 350mm(L) x 220mm(D) x 750mm(H) x 1.0mm - Cabinet For Fire Extinguisher (5kg CO2), Non Weather Proof, Non Lockable, Hairline Finish, Thumb Latch Knob, Viewing Glass, Material: SS304 | 7080150300000
6638 | 350mm(L) x 220mm(D) x 800mm(H) x 1.5mm - Cabinet For Fire Extinguisher Recess Type, Non Weather Proof, Non Lockable, Satin Finish, Thumb Latch Knob, Tempered Glass Viewing, Material: Stainless Steel SS304 | 7080150325001
6639 | 350mm(L) x 220mm(D) x 750mm(H) x 1.0mm - Cabinet For Fire Extinguisher (5kg CO2), Non Weather Proof, Lockable, Hairline Finish, Lock & Key, Viewing Glass, Break Glass, Material: SS316 | 7080150400000
6640 | 350mm(L) x 220mm(D) x 750mm(H) x 1.0mm - Cabinet For Fire Extinguisher (5kg CO2), Non Weather Proof, Non Lockable, Hairline Finish, Thumb Latch Knob, Viewing Glass, Material: SS316 | 7080150500000
6643 | 350Mm(L)X220Mm(D)X820Mm(H)X1.0Mm,,Cabinet For Fire Extinguisher ( 5Kg Co2), Weather Proof, Lockable,Hairline Finish,,Lock & Key, Break Glass, U-Rubber At All Glass,,Material: Ss316, | 7080150800000
6644 | 350Mm(L)X220Mm(D)X820Mm(H)X1.0Mm,,Cabinet For Fire Extinguisher ( 5Kg Co2), Weather Proof, Non Lockable,Hairline Finish,,Thumb Latch Knob,U-Rubber At All Glass,,Material: Ss316, | 7080150900000
6645 | 350Mm(L)X220Mm(D)X820Mm(H)X1.0Mm,,Cabinet For Fire Extinguisher ( 5Kg Co2), Weather Proof, Non Lockable,Hairline Finish,,Thumb Latch Knob,U-Rubber At All Glass,,Material: Ss304, | 7080151000000
6646 | 350Mm(L)X220Mm(D)X820Mm(H)X1.0Mm,,Cabinet For Fire Extinguisher ( 5Kg Co2), Weather Proof, Lockable,Hairline Finish,,Lock & Key, Break Glass, U-Rubber At All Glass,,Material: Ss304, | 7080151100000
6651 | Cabinet For 2 Way Breeching Inlet - Wall Mounted 'Dry Riser Breeching Inlet', Hairline Finish c/w Spring Lock, 6mm Wire Glass, 570mm (L) x 395mm (H) x 305mm (D), Material : 1.0mm SS304 | 7080170100000
6652 | 570mm(L) x 395mm(H) x 305mm(D) x 1.0mm - Cabinet For 2Way Breeching Inlet, Wall Mounted 'Dry Riser Breeching Inlet', Hairline Finish c/w Spring Lock, 6mm Wire Glass, Material: SS316 | 7080170200000
6654 | 595mm(L)x395mm(H)x295mm(D)x1mm, Cabinet For Breeching Inlet 2 Way Wall Mount, 'Dry Riser Breeching Inlet', Hairline, Spring Lock, 6mm Wire Glass, BS5041-5, Material : SS304 | 7080170321001
6655 | 595mm(L)x395mm(H)x295mm(D)x1mm, Cabinet For Breeching Inlet 2 Way Wall Mount, 'Dry Riser Breeching Inlet', Hairline, Spring Lock, 6mm Wire Glass, BS5041-5, Material : SS316 | 7080170321002
6657 | 595mm(L)x395mm(H)x295mm(D)x1mm, Cabinet For Breeching Inlet 2 Way Wall Mount, Wording 'Water Mist Breeching Inlet', Hairline Finished, Spring Lock, 6mm Wire Glass, BS5041-5, Material : SS304 | 7080170324001
6662 | 570mm (L) x 570mm (H) x 305mm (D) x 1.0mm - Cabinet For 4Way Breeching Inlet - Wall Mounted 'Sprinkler Breeching Inlet', Hairline Finish c/w Spring Lock, 6mm Wire Glass, Material: SS304 | 7080180100000
6663 | 570mm(L) x 570mm(H) x 305mm(D) x 1.0mm - Cabinet For 4Way Breeching Inlet, Wall Mounted 'Sprinkler Breeching Inlet', Hairline Finish c/w Spring Lock, 6mm Wire Glass, Material: SS316 | 7080180200000
6666 | 595mm(L)x595mm(H)x295mm(D)x1mm, Cabinet For Breeching Inlet 4 Way Wall Mount, 'SPRINKLER BREECHING INLET', Hairline, Spring Lock, 6mm Wire Glass, BS5041-5, Material : SS304 | 7080180421001
6668 | 595mm(L)x595mm(H)x295mm(D)x1mm, Cabinet For Breeching Inlet 4 Way Wall Mount 'DRY RISER BREECHING INLET', Hairline, Spring Lock, 6mm Wire Glass, BS5041-5, Material : SS304 | 7080180421005
6669 | 595mm(L)x595mm(H)x295mm(D)x1mm,Cabinet For 4 Way Breeching Inlet (BS 5041-5)-Wall Mounted 'Sprinkler Breeching Inlet',Hairline,c/w Spring Lock,6mm Wire Glass,Material: SS316 | 7080180422001
6671 | 595mm(L)x595mm(H)x295mm(D)x1mm, Cabinet For Breeching Inlet 4 Way Wall Mount,"Sprinkler Breeching Inlet," Hairline finish, c/w Full Panel Door ,Cylindrical Lock, Material : SS304 | 7080180423002
6672 | 595mm(L)x595mm(H)x295mm(D)x1mm, Cabinet For Breeching Inlet 4 Way Wall Mount, 'Waterspray Breeching Inlet', Hairline, Spring Lock, 6mm Wire Glass, BS5041-5, Material : SS304 | 7080180425006
6674 | 650mm(W) x 608mm(H) x 350mm(D) x 1.0mm - Cabinet For Double Fire Hose, Wall Mounted, Non Weather Proof, Hairline Finish c/w Spring Lock, 5mm Plain Viewing Glass, Material: SS304 | 7080190100000
6676 | Cabinet For Double Fire Hose - Wall Mounted, Weather Proof, Hairline Finish c/w Spring Lock, 5mm Plain Viewing Glass, 650mm (W) x 700mm (H) x 350mm (D), Material : 1.0mm SS304 | 7080190400000
6679 | 690mm(W) x 640mm(H) x 350mm(D) x 1.0mm - Cabinet For Double Fire Hose (Fire Code 2018), Wall Mounted, Non-Weather Proof, Hairline Finish c/w Spring Lock, 4mm Tempered Viewing Glass, Material: SS304 | 7080190700000
6680 | 690Mm(L)X640Mm(H)X350Mm(D)X1.0Mm,,Cabinet For Fire Hose, Double, Wall Mounted, Non Weather Proof,Red Colour Powder Coating, Standard Wording in White,Spring Lock,4 Mm Viewing Glass,Material : Ss304, | 7080190723001
6682 | Cabinet For Double Fire Hose (Fire Code 2018) - Wall Mounted, Weather Proof, Hairline Finish c/w Spring Lock, U-Rubber At All Glass, 4mm Tempered Viewing Glass, 690mm (W) x 735mm (H) x 350mm (D), Material : 1.0mm SS304 | 7080190900000
6684 | Self-Standing Cabinet For 2x Fire Hose - Weather Proof, c/w Chrome Handle With Lock & Key, Hairline Finished,Break Glass, 740mm (W) x 1363mm (H) x 280mm (D), Material : SS304 1.5mm | 7080200022001
6698 | 595mm(L) x 395mm(H) x 100mm(D) x 38mm Frame x 1.0mm, Cabinet For Breeching Inlet 2 Way Frame & Door, 'Dry Riser Breeching Inlet', Hairline, Spring Lock, 6mm Wire Glass, BS5041-5, Material : SS304 | 7080280721001
6699 | 595mm(L)x395mm(H)x100mm(D)x38mm Frame x 1mm, Cabinet For Breeching Inlet 2 Way Frame & Door, 'Dry Riser Breeching Inlet', Hairline, Spring Lock, 6mm Wire Glass, BS5041-5, Material : SS316 | 7080280721002
6703 | Cabinet For 4 Way Breeching Inlet - Recess 'Sprinkler Breeching Inlet', Hairline Finishing c/w Spring Lock, Back of Cabinet Without Fully Cover Up and bend 30mm, 6mm Wire Glass, Standard Wording In Red Colour, 570mm (L) x 570mm (H) x 305mm (D), Material : 1.0mm SS304 | 7080290125001
6709 | 595mm(H) x 595mm(L) x 100mm(D) x 38mm Frame x 1.0mm, Cabinet For Breeching Inlet 4 Way Frame & Door, 'Dry Riser Breeching Inlet', Hairline, Spring Lock, 6mm Wire Glass, BS5041-5, Material : SS304 | 7080290721005
6711 | 595mm(H) x 595mm(L) x 100mm(D) x 38mm Frame x 1.0mm, Cabinet For Breeching Inlet 4 Way Frame & Door, 'Sprinkler Breeching Inlet', Hairline, Spring Lock, 6mm Wire Glass, BS5041-5, Material : SS304 | 7080290723003
6716 | Self-Standing Cabinet for 2 X Combat 25kg Store Pressure ABC Mobile Fire Extinguisher c/w Lock & Key and Slanted Roof, Finishing Red Colour Marine Paint, 1200mm (H) X 1200mm (W) X 700mm (D) 1.5mm Thickness, Self Standing Legs (150mm), Material: SS316 | 7080400625001
6421 | 220mm(W) x 175mm(D) x 510mm(H) x 1.0mm, Cabinet For Fire Extinguisher (1,2,3kg ABC/2kg Halotron), Suitable for In-Door, Non Weather Proof, Lockable, Hairline Finish, Lock & Key, Viewing Glass, Break Glass, Material : SS304 | 7080010000001
6422 | 220mm(W) x 175mm(D) x 510mm(H) x 1.0mm - Cabinet For Fire Extinguisher (1,2,3kg ABC/ 2kg Hal), Suitable for In-Door, Non Weather Proof, Lockable, Hairline Finish, Lock & Key, Viewing Glass, Break Glass, Material : SS316 | 7080010000002
6425 | 220mm(W) x 175mm(D) x 510mm(H) x 1.0mm - Cabinet For Fire Extinguisher (1,2,3kg ABC, 2kg Hal), Suitable for In-Door, Non Weather Proof, Non Lockable, Hairline Finish, Thumb Latch Knob, Viewing Glass, Material : SS304 | 7080010100001
6426 | 220mm(W) x 175mm(D) x 510mm(H) x 1.0mm - Cabinet For Fire Extinguisher ( 1,2,3kg ABC/ 2kg Hal), Suitable for In-Door, Non Weather Proof, Non Lockable, Hairline Finish, Thumb Latch Knob, Viewing Glass, Material: SS316 | 7080010100002
6428 | 220mm(W) x 175mm(D) x 510mm(H) x 1.0mm, Cabinet For Fire Extinguisher (1,2,3kg ABC/2kg Halotron), Non Weather Proof, Lockable, Hairline Finish, Lock & Key, Viewing Glass, Break Glass, Material : SS304 | 7080010200000
6430 | 220Mm(W)X175Mm(D)X510Mm(H)X1.0Mm,Cabinet For Fire Extinguisher ( 1,2,3Kg Abc, 2Kg Halotron),Recess Type, Non Weather Proof, Lockable,Hairline Finish,,Lock & Key, Viewing Glass, Break Glass,,Material : Ss304, | 7080010225002
6431 | 220mm(W) x 175mm(D) x 510mm(H) x 1.0mm - Cabinet For Fire Extinguisher (1,2,3kg ABC, 2kg Hal), Non Weather Proof, Non Lockable, Hairline Finish, Thumb Latch Knob, Viewing Glass, Material : SS304 | 7080010300000
6432 | 220mm(W)X175mm(D)X510mm(H)X30mm(F)X1.0mm,Material: SS304,Cabinet For Fire Extinguisher (1,2,3kg ABC, 2kg Halotron),Recess Type,Non Weatherproof,Non Lockable,Hairline,Thumb Latch Knob,Viewing Glass, Standard Wording In Red Colour | 7080010318001
6433 | 220mm(W) x 175mm(D) x 510mm(H) x 1.0mm - Cabinet For Fire Extinguisher (1,2,3kg ABC/ 2kg Hal), Non Weather Proof, Lockable, Hairline Finish, Lock & Key, Viewing Glass, Break Glass, Material : SS316 | 7080010400000
6434 | 220Mm(W)X175Mm(D)X510Mm(H)X30Mm(Frame)X1.0Mm,Recess Cabinet For Fire Extinguisher ( 1,2,3Kg Abc, 2Kg Halotron), Non Weather Proof, Lockable,Hairline Finish,,Lock & Key, Viewing Glass, Break Glass,,Material : Ss316 | 7080010425001
6435 | 220mm(W) x 175mm(D) x 510mm(H) x 1.0mm - Cabinet For Fire Extinguisher ( 1,2,3kg ABC/ 2kg Hal), Non Weather Proof, Non Lockable, Hairline Finish, Thumb Latch Knob, Viewing Glass, Material: SS316 | 7080010500000
6438 | 220Mm(W)X175Mm(D)X575Mm(H)X1.0Mm,Cabinet For Fire Extinguisher ( 1,2,3Kg Abc, 2Kg Halotron), Weather Proof, Lockable,Hairline Finish,,Lock & Key, Break Glass, U-Rubber At All Glass,,Material: Ss316, | 7080010800000
6439 | 220Mm(W)X175Mm(D)X575Mm(H)X1.0Mm,Cabinet For Fire Extinguisher ( 1,2,3Kg Abc, 2Kg Halotron), Weather Proof, Non Lockable,Hairline Finish,,Thumb Latch Knob,U-Rubber At All Glass,,Material: Ss316, | 7080010900000
6440 | 220Mm(W)X175Mm(D)X575Mm(H)X1.0Mm,Cabinet For Fire Extinguisher ( 1,2,3Kg Abc, 2Kg Halotron), Weather Proof, Non Lockable,Hairline Finish,,Thumb Latch Knob,U-Rubber At All Glass,,Material: Ss304, | 7080011000000
6441 | 220mm(W) x 175mm(D) x 575mm(H) x 1.0mm, Cabinet For Fire Extinguisher (1,2,3kg ABC/ 2kg Halotron), Weather Proof, Lockable, Hairline Finish, Lock & Key, Break Glass, U-Rubber At All Glass, Material: SS304 | 7080011100000
6443 | 260mm(L) x 200mm(D) x 540mm(H) x 1.0mm - Cabinet For Fire Extinguisher (4kg ABC/4kg Hal/2kg CO2), Suitable for In-Door, Non Weather Proof, Lockable, Hairline Finish, Lock & Key, Viewing Glass, Break Glass, Material : SS304 | 7080020000001
6444 | 260mm(L) x 200mm(D) x 540mm(H) x 1.0mm - Cabinet For Fire Extinguisher (4kg ABC/Hal/2kg CO2), Suitable for In-Door, Non Weather Proof, Lockable, Hairline Finish, Lock & Key, Viewing Glass, Break Glass, Material: SS316 | 7080020000002
6446 | 260mm(L) x 200mm(D) x 540mm(H) x 1.0mm, Cabinet For Fire Extinguisher (4kg ABC, 4kg Halotron, 2kg CO2), Suitable for In-Door, Non Weather-Proof, Non Lockable, Hairline Finish, Thumb Latch Knob, Viewing Glass, Material : SS304 | 7080020100001
6447 | 260mm(L) x 200mm(D) x 540mm(H) x 1.0mm - Cabinet For Fire Extinguisher (4kg ABC/Hal/2kg CO2), Suitable for In-Door, Non Weather Proof, Non Lockable, Hairline Finish, Thumb Latch Knob, Viewing Glass, Material: SS316 | 7080020100002
6452 | 260mm(L) x 200mm(D) x 540mm(H) x 1.0mm - Cabinet For Fire Extinguisher (4kg ABC/4kg Hal/2kg CO2), Non Weather Proof, Lockable, Hairline Finish, Lock & Key, Viewing Glass, Break Glass, Material : SS304 | 7080020200000
6453 | 260mm(W)X200Mm(D)X540mm(H)X30mm(Frame)x1.0mm,Recess Cabinet For Fire Extinguisher ( 4Kg Abc, 4Kg Halotron, 2Kg Co2), Non Weather Proof, Lockable, Hairline Finish,Lock & Key , Material : SS304 | 7080020224001
6454 | 260mm(L) x 200mm(D) x 540mm(H) x 1.0mm, Cabinet For Fire Extinguisher (4kg ABC, 4kg Halotron, 2kg CO2), Non Weather-Proof, Non Lockable, Hairline Finish, Thumb Latch Knob, Viewing Glass, Material : SS304 | 7080020300000
6455 | 260mm(W) x 540mm(H) x 200mm(D) x 1.0mm, Material: Ss304, 4kgs Fire Extinguisher Cabinet, Wall Mounted, Non Weather Proof, Non Lockable, Hairline Finishing, C/w Push Lock, Viewing Glass, Standard Wording In Red Colour, | 7080020318001
6456 | 260Mm(L)X200Mm(D)X540Mm(H)X1.6Mm,Cabinet For Fire Extinguisher ( 4Kg Abc, 4Kg Halotron, 2Kg Co2), Non Weather Proof, Non Lockable,Hairline Finish,,Thumb Latch Knob, Viewing Glass,,Material : Ss304, | 7080020325001
6457 | 260mm(L) x 200mm(D) x 540mm(H) x 1.0mm - Cabinet For Fire Extinguisher (4kg ABC/Hal/2kg CO2), Non Weather Proof, Lockable, Hairline Finish, Lock & Key, Viewing Glass, Break Glass, Material: SS316 | 7080020400000
6458 | 260mm(L) x 200mm(D) x 540mm(H) x 1.0mm - Cabinet For Fire Extinguisher (4kg ABC/Hal/2kg CO2), Non Weather Proof, Lockable, Hairline Finish, Lock & Key, With Recess Type Handle , Viewing Glass, Break Glass, Material: SS316 | 7080020423001
6459 | 260mm(L) x 200mm(D) x 540mm(H) x 1.0mm - Cabinet For Fire Extinguisher (4kg ABC/Hal/2kg CO2), Floor Mounted, Non Weather Proof, Non Lockable, Hairline Finish, Lock & Key, With Recess Type Handle , Viewing Glass, Material: SS316 With Base Plate Height 460mm | 7080020423002
6460 | 260mm(L) x 200mm(D) x 540mm(H) x 1.0mm - Cabinet For Fire Extinguisher (4kg ABC/Hal/2kg CO2), Non Weather Proof, Non Lockable, Hairline Finish, Thumb Latch Knob, Viewing Glass, Material: SS316 | 7080020500000
6461 | 260mm(L) x 200mm(D) x 540mm(H) x 1.0mm - Cabinet For Fire Extinguisher (4kg ABC/Hal/2kg CO2), Floor Mounted, Non Weather Proof, Non Lockable, Hairline Finish, Thumb Latch Knob, Viewing Glass, Material: SS316 | 7080020523001
6462 | 260mm(L) x 200mm(D) x 540mm(H) x 1.0mm - Cabinet For Fire Extinguisher (4kg ABC/Hal/2kg CO2), Non Weather Proof, Non Lockable, Non Mounting Holes, Hairline Finish, Thumb Latch Knob, Viewing Glass, Material: SS316 | 7080020523002
6466 | 260Mm(L)X200Mm(D)X610Mm(H)X1.0Mm,Cabinet For Fire Extinguisher ( 4Kg Abc, 4Kg Halotron, 2Kg Co2), Weather Proof, Lockable,Hairline Finish,,Lock & Key, Break Glass, U-Rubber At All Glass,,Material: Ss316, | 7080021100000
6467 | 260Mm(L)X200Mm(D)X610Mm(H)X1.0Mm,,Cabinet For Fire Extinguisher ( 4Kg Abc, 4Kg Halotron, 2Kg Co2), Weather Proof, Non Lockable,Hairline Finish,,Thumb Latch Knob, Viewing Glass, U-Rubber At All Glass,,Material: Ss316, | 7080021200000
6468 | 260Mm(L)X200Mm(D)X610Mm(H)X1.0Mm,,Cabinet For Fire Extinguisher ( 4Kg Abc, 4Kg Halotron, 2Kg Co2), Weather Proof, Non Lockable,Hairline Finish,,Thumb Latch Knob, Viewing Glass, U-Rubber At All Glass,,Material: Ss304, | 7080021300000
6469 | 260Mm(L)X200Mm(D)X610Mm(H)X1.0Mm,Cabinet For Fire Extinguisher ( 4Kg Abc, 4Kg Halotron, 2Kg Co2), Weather Proof, Lockable,Hairline Finish,,Lock & Key, Break Glass, U-Rubber At All Glass,,Material: Ss304, | 7080021400000
6470 | 340mm(L)X200mm(D)X760mm(H)X1.0mm,Cabinet For Fire Extinguisher,Non-Weather Proof,Wall Mounted,Non-Lockable,Hairline Finish,Round Push Lock,Viewing Tempered Glass,Slanted from 760mm to 560mm,Material: Ss304, | 7080021422002
6472 | 300mm(L) x 220mm(D) x 700mm(H) x 1.0mm - Cabinet For Fire Extinguisher (6kg/9kg ABC/ 6kg Hal), Suitable for In-Door, Non Weather Proof, Lockable, Hairline Finish, Lock & Key, Viewing Glass, Break Glass, Material : Stainless Steel SS304 | 7080030000001
6473 | 300mm(L) x 220mm(D) x 700mm(H) x 1.0mm - Cabinet For Fire Extinguisher (6/9kg ABC/6kg Hal), Suitable for In-door, Non Weather Proof, Lockable, Hairline Finish, Lock & Key, Viewing Glass, Break Glass, Material: SS316 | 7080030000002
6475 | 300mm(L) x 220mm(D) x 700mm(H) x 1.0mm - Cabinet For Fire Extinguisher (6/9kg ABC/ 6Kg Hal), Suitable for In-Door, Non Weather Proof, Non Lockable, Hairline Finish, Thumb Latch Knob, Viewing Glass, Material: Stainless Steel SS304 | 7080030100001
6476 | 300mm(L) x 220mm(D) x 700mm(H) x 1.0mm - Cabinet For Fire Extinguisher (6/9kg ABC/ 6kg Hal), Suitable for In-door, Non Weather Proof, Non Lockable, Hairline Finish, Thumb Latch Knob, Viewing Glass, Material: SS316 | 7080030100002
6480 | 300mm(L) x 220mm(D) x 700mm(H) x 1.0mm - Cabinet For Fire Extinguisher (6kg/9kg ABC/ 6kg Hal), Non Weather Proof, Lockable, Hairline Finish, Lock & Key, Viewing Glass, Break Glass, Material : Stainless Steel SS304 | 7080030200000
6481 | 300mm(L) x 220mm(D) x 700mm(H) x 1.0mm - Cabinet For Fire Extinguisher (6/9kg ABC/ 6Kg Hal), Non Weather Proof, Non Lockable, Hairline Finish, Thumb Latch Knob, Viewing Glass, Material: Stainless Steel SS304 | 7080030300000
6482 | 300mm(W)x700mm(H)x220mm(D)x30mm(Frame)x1.0mm,Material Ss304, 6kgs/9kgs ABC Dry Powder Fire Extinguisher Cabinet, Recess Type, Hairline Finishing, C/w Plastic Thumb Latch Knob, Viewing Glass, Standard Wording In Red Colour | 7080030323001
6483 | 300mm(L) x 220mm(D) x 700mm(H) x 1.0mm - Cabinet For Fire Extinguisher (6/9kg ABC/6kg Hal),Non Weather Proof, Lockable, Hairline Finish, Lock & Key, Viewing Glass, Break Glass, Material: SS316 | 7080030400000
6484 | 300mm(L) x 220mm(D) x 700mm(H) x 1.0mm - Cabinet For Fire Extinguisher (6/9kg ABC/ 6kg Hal), Non Weather Proof, Non Lockable, Hairline Finish, Thumb Latch Knob, Viewing Glass, Material: SS316 | 7080030500000
6490 | 300Mm(L)X220Mm(D)X770Mm(H)X1.0Mm,,Cabinet For Fire Extinguisher ( 6 & 9Kg Abc, 6Kg Halotron), Weather Proof, Lockable,Hairline Finish,,Lock & Key, Break Glass, U-Rubber At All Glass,,Material: Ss316, | 7080030800000
6491 | 300Mm(L)X220Mm(D)X770Mm(H)X1.0Mm,,Cabinet For Fire Extinguisher ( 6 & 9Kg Abc, 6Kg Halotron), Weather Proof, Non Lockable,Hairline Finish,,Thumb Latch Knob,U-Rubber At All Glass,,Material: Ss316, | 7080030900000
6492 | 300Mm(L)X220Mm(D)X770Mm(H)X1.0Mm,,Cabinet For Fire Extinguisher ( 6 & 9Kg Abc, 6Kg Halotron), Weather Proof, Lockable,Hairline Finish,,Lock & Key, Break Glass, U-Rubber At All Glass,,Material: Ss304, | 7080031300000
6493 | 300Mm(L)X220Mm(D)X770Mm(H)X1.0Mm,,Cabinet For Fire Extinguisher ( 6 & 9Kg Abc, 6Kg Halotron), Weather Proof, Non Lockable,Hairline Finish,,Thumb Latch Knob,U-Rubber At All Glass,,Material: Ss304, | 7080031400000
6494 | 300Mm(L)X220Mm(D)X770Mm(H)X1.0Mm, Cabinet For Fire Extinguisher (6 & 9Kg Abc, 6Kg Halotron), Weather Proof, Non Lockable,Hairline Finish, Thumb Latch Knob,U-Rubber At All Glass, 4 Nos Of Legs (150mm), Material: Ss304, | 7080031424001
6497 | 800mm(H) x 800mm(W) x 361mm(D) x 1.2mm Hose Reel Cabinet - Wall Mounted, Non Weatherproof, Lockable, Red Colour, Lock & Key, Viewing Glass, Break Glass, Back of Cabinet Covered Up, Standard Wording in White Colour, Material: EG complete with 1" X 30m HP Hose Reel, Swing L-Bracket, Drum 585mm X 180mm, LG2 Double Waterway(Right), C/W MED, EN694 High Pressure Hose, C18 Jet/Spray Nozzle, Inlet: 1" NST(F), BS EN671-1, Material: SS316 | 7080050023001
6505 | 800mm(H) x 800mm(L) x 361mm(D) x 1.0mm - Cabinet For Hose Reel Wall Mounted, Non Weather Proof, Lockable, Hairline Finish, Lock & Key, Viewing Glass, Break Glass, Back Of Cabinet Is Not Fully Covered Up, Material: SS304 | 7080050300000
6506 | 800mm(H) x 800mm(L) x 361mm(D) x 1.0mm - Cabinet For Hose Reel Wall Mounted, Non Weather Proof, Non Lockable, Hairline Finish, Thumb Latch Knob, Viewing Glass, Back Of Cabinet Is Not Fully Covered Up, Material: SS304 | 7080050400000
6507 | 800mm(W)X800mm(H)X361mm(D)X1.0mm,Material: SS304,Hose Reel Cabinet,Wall Mounted,Non Weatherproof,Non Lockable,Hairline Finishing,Thumb Latch Knob,Viewing Glass,Door Opening From Right To Left,Back Of Cabinet Is Not Fully Covered Up,Standard Wording In Red Colour | 7080050418007
6508 | 800mm(H)X800mm(L)X361mm(D)X1.0mm,Cabinet For Hose Reel,Wall Mounted,Non Weatherproof,Non Lockable,Hairline Finish,Thumb Latch Knob,Viewing Glass,Door Open From Right To Left,Back Of Cabinet Is Not Fully Covered Up,Material: SS316 | 7080050419009
6509 | 800mm(W)X800mm(H)X361mm(D)X1.0mm,Material: SS304,Hose Reel Cabinet,Wall Mounted,Non Weatherproof,Non Lockable,Hairline,Thumb Latch Knob,Door Opening From Right to Left,Viewing Glass, Back Of Cabinet Is Fully Covered Up,Standard Wording In Red Colour | 7080050420003
6510 | 800mm(W) x 800mm(H) x 361mm(D) x 1.0mm, Hose Reel Cabinet Self Standing Legs (150mm each), Non Weatherproof, Non Lockable, Hairline Finishing, Thumb Latch Knob, Viewing Glass, Back Is Fully Cover Up, Standard Wording In Red Colour, Material: SS304 | 7080050422007
6511 | 800Mm(W)X800Mm(H)X400Mm(D)X1.0Mm Thk, Material : SS304 Plate, Hose Reel Cabinet, Wall Mounted, Non Lockable, Non-Weather Proof, Hairline Finishing, c/w Thumb Latch Knob, Viewing Glass, Back Of Cabinet is Fully Cover Up, Hose Reel Mounting Bracket at Left Side, Standard Wording in Red. | 7080050423001
6512 | 800mm(H) x 800mm(L) x 361mm(D) x 1.0mm, Hose Reel Cabinet - Wall Mounted, Non-Weather Proof, Lockable With Lock & Key, Hairline Finish, Viewing Glass, Break Glass, Back Of Cabinet Not Fully Covered Up, Material: SS316 | 7080050500000
6513 | 800mm(H) x 800mm(L) x 361mm(D) x 1.0mm, Cabinet For Hose Reel Wall Mounted, Non Weather Proof, Non-Lockable, Hairline Finish, Thumb Latch Knob, Viewing Glass, Back Of Cabinet Is Not Fully Covered Up, Material: SS316, | 7080050600000
6528 | 800Mm(H)X800Mm(L)X100Mm(D)X30Mm Framex1.0Mm,,Cabinet For Hose Reel Frame & Door, Non Weather Proof, Lockable,Hairline Finish,,Lock & Key, Viewing Glass, Break Glass,,Material: Ss304, | 7080052100000
6529 | 800mm(W) X 800mm(H) X 100mm(D) X 30mm Frame X 1.0mm - Cabinet For Hose Reel Frame & Door, Non Weather Proof, Non Lockable, Hairline Finish, Thumb Latch Knob, Viewing Glass, Material: SS304 | 7080052200000
6532 | 800Mm(H)X800Mm(L)X100Mm(D)X30Mm Framex1.0Mm,,Cabinet For Hose Reel Frame & Door, Non Weather Proof, Non Lockable,Hairline Finish,,Push Lock w/o key, Viewing Glass,,Material: Ss304, | 7080052223003
6533 | 800Mm(H)X800Mm(L)X100Mm(D)X30Mm Framex1.0Mm, Cabinet For Hose Reel Frame & Door, Non Weather Proof, Non Lockable,Hairline Finish,Thumb Latch Knob, Full Panel Door With Standard Wording, Door Open From Right To Left, Material: Ss304 | 7080052224001
6539 | 800mm(W) X 900mm(H) x 361mm(D) X 1.0mm - Cabinet For Hose Reel Wall Mounted, Weather Proof, Lockable,Hairline Finish, Lock & Key, Viewing Glass, Break Glass, Back Of Cabinet Is Fully Covered Up, Material: SS316, | 7080052800000
6540 | 800mm(L) x 361mm(D) x 900mm(H) x 1.0mm, Cabinet For Hose Reel Wall Mounted, Weather Proof, Non-Lockable, Hairline Finish, Thumb Latch Knob, Viewing Glass, Back Of Cabinet Is Fully Covered Up, Material: SS316 | 7080052900000
6541 | 900mm(W) x 900mm(W) x 500mm(D) x 1.0mm, Material : SS316, Hose Reel Cabinet, Floor Mounted, Lockable, Non Directional Finishing, C/w Spring Lock, Top Slanted Front to Back, Break Glass, Bottom Of The Cabinet Is Hollow, Full Panel Door Without Wording | 7080052923002
6542 | 800mm(W) X 900mm(H) x 361mm(D) X 1.5mm - Cabinet For Hose Reel Floor Mounted, Non-Weather Proof,Slope Backwards, Magnetic Push Latch Lock,Satin Finish, Big Viewing Glass, Back Of Cabinet Is Fully Covered Up, Material: SS316 | 7080052925001
6545 | 800mm(H) X 800mm(L) X 361mm(D) X 1.0mm - Cabinet For Hose Reel Wall Mounted, Non Weather Proof, Lockable,( Hairline Finish ),,Spring Lock, Temper Glass, Back Of Cabinet Is Not Fully Covered Up, SS575 : 2012,,Material: SS304 | 7080053100000
6546 | 800mm(H) x 800mm(L) x 361mm(D) x Overall Thk 1.6mm Cabinet For Hose Reel, Wall Mounted, Non Weather Proof, Lockable, Red Colour, Spring Lock cw Handle, 3mm Plain Viewing Glass, Back Of Cabinet Is Not Fully Covered Up, Standard Wording In White Colour, Material: SS304 | 7080053125001
6547 | 800mm(H) x 800mm(L) x 361mm(D) x 1.0mm - Cabinet For Hose Reel Wall Mounted, Non Weather Proof, Lockable,Hairline Finish, Spring Lock, Temper Glass, Back Of Cabinet Is Not Fully Covered Up, SS575:2012, Material: SS316 | 7080053200000
6549 | 800mm(W) X 900mm(H) x 361mm(D) X 1.0mm - Cabinet For Hose Reel Wall Mounted, Weather Proof, Lockable,Hairline Finish, Spring Lock, Temper Glass, Back Of Cabinet Is Fully Covered Up, SS575:2012, Material: SS316 | 7080053400000
6551 | 800Mm(L)X361Mm(D)X900Mm(H)X1.0Mm,,Cabinet For Hose Reel Wall Mounted, Weather Proof, Lockable,Hairline Finish,,Spring Lock, Temper Glass, Back Of Cabinet Is Fully Covered Up,,Material: Ss304, | 7080053600000
6552 | 800mm(L) x 361mm(D) x 900mm(H) x 1.0mm, Cabinet For Hose Reel Wall Mounted, Weather Proof, Non-Lockable,Hairline Finish, Thumb Latch Knob, Viewing Glass, Back Of Cabinet Is Fully Covered Up, Material: SS304 | 7080053700000
6553 | 800mm(L)X361mm(D)X900mm(H)X1.0mm,Cabinet For Hose Reel,Wall Mounted,Slanting Roof Top,Non Lockable,Weatherproof,Hairline,Thumb Latch Knob,Viewing Glass,Back Of Cabinet Is Not Covered Up,Material: SS304 | 7080053720001
6554 | 800mm(W) x 900mm(H) x 361mm(D) x 1.0mm, Material: Ss304, Hose Reel Cabinet, Floor Mounted, Non Lockable, Weather Proof, Hairline Finishing, C/w Plastic Thumb Latch Knob, Viewing Glass, Slanted Roof, Back Of Cabinet Is Fully Covered Up, Standard Wording In Red Colour | 7080053722001
6555 | 800mm(W) x 900mm(H) x 361mm(D) x 1.0mm, Material: Ss304, Hose Reel Cabinet, Floor Mounted, Non Lockable, Weather Proof, Hairline Finishing, C/w Plastic Thumb Latch Knob, Viewing Glass, Slanted Roof, Back Of Cabinet Is Fully Covered Up, Standard Wording & Fire Extinguisher Wording In Red Colour | 7080053724002
6556 | 800mm(W) x 900mm(H) x 361mm(D) x 1.0mm, Material: Ss304, Hose Reel Cabinet, Floor Mounted, Door Open Right to Left, Non Lockable, Weather Proof, Hairline Finishing, C/w Plastic Thumb Latch Knob, Viewing Glass, Slanted Roof, Back Of Cabinet Is Fully Covered Up, Standard Wording & Fire Extinguisher Wording In Red Colour | 7080053724003
6557 | 800mm(W)X900mm(H)X361mm(D)X1.0mm, Material: SS304,Self Standing Hose Reel Cabinet, Weather Proof , Non-Lockable,Hairline Finishing, Thumb Latch Knob, Full Panel Door, 4 Nos Legs (300mm),Back Of Cabinet Fully Covered Up, Standard Wording In Red Colour | 7080053724005
6558 | 800mm(W) X 900mm(H) X 361mm(D) X 1.0mm - Cabinet For Hose Reel Wall Mounted, Weather Proof, Lockable,Hairline Finish, Lock & Key, Viewing Glass, Break Glass, Back Of Cabinet Is Fully Covered Up, Material: SS304, | 7080053800000
6559 | 800mm(W) X 900mm(H) X 361mm(D) X 1.0mm - Self Standing Cabinet For Hose Reel, Weather Proof, Lockable,Hairline Finish, Lock & Key, Viewing Glass, Break Glass, Back Of Cabinet Is Fully Covered Up, Material: SS304, Legs (150mm) | 7080053825001
6573 | 800mm(H) x 800mm(L) x 361mm(D) x 1.0mm Cabinet For Hose Reel Wall Mounted, Non Weather Proof, Non Lockable, Back Cover, Hairline Finish, Thumb Latch Knob, Viewing Glass, Back Of Cabinet Is Fully Covered Up, Material: SS304 | 7080054000000
6574 | 800mm(H) x 800mm(L) x 361mm(D) x 1.0mm Cabinet For Hose Reel Wall Mounted, Non Weather Proof, Lockable, Back Cover, Hairline Finish, Lock and Key, Viewing Glass, Back Of Cabinet Is Fully Covered Up, Material: SS304 | 7080054000001
6575 | 800Mm(H)X800Mm(L)X361Mm(D)X1.0Mm,Cabinet For Hose Reel Wall Mounted, Non Weather Proof, Lockable, Hairline Finish, Spring Lock, Temper Glass, Back Of Cabinet Is Fully Covered Up, Material: Ss304, | 7080054000002
6576 | 800Mm(H)X800Mm(L)X361Mm(D)X1.0Mm,Cabinet For Hose Reel Wall Mounted,Non Weather Proof,Non Lockable,Back Cover,Hairline Finish,Thumb Latch Knob,Viewing Glass,Back Of Cabinet Is Fully Covered Up,4 Holes Right Side, Bottom U Shape Holes,Material: Ss304. (Back of Cabinet No Need Hole) | 7080054023001
6577 | 800mm(W)X800mm(H)X361mm(D)X1.0mm, Material: SS304,Self Standing Hose Reel Cabinet, Non-Weather Proof , Non-Lockable, Hairline Finishing, Thumb Latch Knob, Viewing Glass, 4 Nos Legs (500mm)c/w Supporting Bar,Back Of Cabinet Fully Covered Up, Standard Wording In Red Colour, | 7080054025001
6578 | 800mm(W)X800mm(H)X361mm(D)X1.0mm,Material: SS304,Self Standing Hose Reel Cabinet,Non Lockable,Non weather Proof,c/w Thumb Latch Knob,Viewing Glass, 4 Nos Legs (300mm),Back Of Cabinet Fully Covered Up without hole,Standard Wording In Red. | 7080054025005
6579 | 800Mm(H)X800Mm(L)X361Mm(D)X1.0Mm,,Cabinet For Hose Reel Wall Mounted, Non Weather Proof, Non-Lockable, Back Cover,,Hairline Finish,,Thumb Latch Knob, Viewing Glass, Back Of Cabinet Is Fully Covered Up,,Material: Ss316, | 7080054100000
6580 | 800mm(L) x 361mm(D) x 800mm(H) x 1.5mm, Cabinet For Hose Reel Wall Mounted, Non-Weather Proof, Non-Lockable,Red Colour Powder Coated, Cylindrical Lock, Viewing Glass, Back Of Cabinet Is Fully Covered Up, Material: SS316, Standard Wording In White Colour, c/w 1"X30m Manual Hose Reel (Model: HR-1SW). | 7080054123001
6583 | 570mm (L) x 395mm (H) x 305mm (D) x 1.0mm - Cabinet For 2 Way Breeching Inlet, Recess 'Dry Riser Breeching Inlet', Hairline Finish c/w Spring Lock, 6mm Wire Glass, Material: SS304 | 7080060100000
6584 | 570mm(L) x 395mm(H) x 305mm(D) x 1.0mm - Cabinet For 2Way Breeching Inlet, Recess 'Dry Riser Breeching Inlet', Hairline Finish c/w Spring Lock, 6mm Wire Glass, Material: SS316 | 7080060200000
6586 | 595mm(L)X395mm(H)X295mm(D)X1mm, Cabinet For Breeching Inlet 2 Way Recess, 'Dry Riser Breeching Inlet', Hairline, Spring Lock, 6mm Wire Glass, BS5041-5, Material : SS304 | 7080060321001
6587 | 595mm(L)X395mm(H)X295mm(D)X1mm, Cabinet For Breeching Inlet 2 Way Recess, 'Dry Riser Breeching Inlet', Hairline, Spring Lock, 6mm Wire Glass, BS5041-5, Material : SS316 | 7080060321002
6595 | Cabinet For 4 Way Breeching Inlet - Recess 'Sprinkler Breeching Inlet', Hairline Finish c/w Spring Lock, 6mm Wire Glass, 570mm (L) x 570mm (H) x 305mm (D), Material : 1.0mm SS304 | 7080070100000
6596 | 570mm(L) x 570mm(H) x 305mm(D) x 1.0mm - Cabinet For 4 Way Breeching Inlet, Recess 'Sprinkler Breeching Inlet', Hairline Finish c/w Spring Lock, 6mm Wire Glass, Material: SS316 | 7080070200000
6598 | Cabinet For 4 Way Breeching Inlet - Recess 'Dry Riser Breeching Inlet', Hairline Finish c/w Spring Lock, 6mm Wire Glass, 570mm (L) x 570mm (H) x 305mm (D), Material : 1.0mm SS304 | 7080071300000
6599 | Cabinet For 4 Way Breeching Inlet - Recess 'Wet Riser Breeching Inlet', Hairline Finish c/w Spring Lock, 6mm Wire Glass, 570mm (L) x 570mm (H) x 305mm (D), Material : 1.0mm SS304 | 7080071400000
6602 | 595mm(L)x595mm(H)x295mm(D)x38mm(F)x1.0mm, Cabinet For Breeching Inlet 4 Way Recess, 'Dry Riser Breeching Inlet', Hairline, Spring Lock, 6mm Wire Glass, BS5041-5, Material : SS304 | 7080071621001
6603 | 595mm(L)x595mm(H)x295mm(D)x38mm(F)x1.0mm, Cabinet For Breeching Inlet 4 Way Recess, 'Dry Riser Breeching Inlet', Hairline, Spring Lock, 6mm Wire Glass, BS5041-5, Material : SS316 | 7080071621002
6605 | 595mm(L)x595mm(H)x295mm(D)x38mm(F)x1.0mm, Cabinet For Breeching Inlet 4 Way Recess, 'Sprinkler Breeching Inlet', Hairline, Spring Lock, 6mm Wire Glass, BS5041-5, Material : SS304 | 7080071621007
6607 | 595mm(L)x595mm(H)x295mm(D)x38mm(F)x1.0mm, Cabinet For Breeching Inlet 4 Way Recess, 'Hydrant Breeching Inlet', Hairline, Spring Lock, 6mm Wire Glass, BS5041-5, Material : SS316 | 7080071624002
6608 | 595mm(L)x595mm(H)x295mm(D)x38mm(F)x1.0mm, Cabinet For Breeching Inlet 4 Way Recess, 'Sprinkler Breeching Inlet', Hairline, Spring Lock, 6mm Wire Glass, BS5041-5, Material : SS316 | 7080071624003
6612 | 595mm(L)x595mm(H)x295mm(D)x38mm(F)x1.0mm, Cabinet For Breeching Inlet 4 Way Recess, Hairline, Spring Lock, 6mm Wire Glass, BS5041-5, Material : SS316Wording 1: WR/SPK TANK BREECHING INLET, Wording 2: HYDRANT TANK BREECHING INLET, Wording 3: SPK CONTROL VALVE BREECHING INLET. | 7080071625006
6613 | Cabinet For Single Fire Hose - Wall Mounted, Non Weather Proof, Hairline Finish c/w Spring Lock, 5mm Plain Viewing Glass, 650mm (W) x 608mm (H) x 250mm (D), Material : 1.0mm SS304 | 7080080100000
6614 | 650mm(W) x 608mm(H) x 250mm(D) x 1.0mm - Cabinet For Single Fire Hose, Wall Mounted, Non Weather Proof, Hairline Finish c/w Spring Lock, 5mm Plain Viewing Glass, Material: SS316 | 7080080200000
6616 | Cabinet For Single Fire Hose - Wall Mounted, Weather Proof, Hairline Finish c/w Spring Lock, U-Rubber At All Glass, Plain Viewing Glass, 650mm (W) x 680mm (H) x 250mm (D), Material : 1.0mm SS316 | 7080080500000
6617 | Cabinet For Single Fire Hose - Wall Mounted, Weather Proof, Hairline Finish c/w Spring Lock, U-Rubber At All Glass, Plain Viewing Glass, 650mm (W) x 680mm (H) x 250mm (D), Material : 1.0mm SS304 | 7080081600000
6619 | Recess Type Fire Fighting Locker (Type A), Double Door Cabinet, W 650mm x H 650mm x D 280mm x Frame 20mm x Thickness 1.2 mm,Non Lockable Stainless Steel Cylindrical Lock, Material: Mild Steel, Colour: Red (RAL 3001), White Colour Arial Narrow Bold Wording: COMBATE A INCÊNDIO COM ÁGUA | 7080082223001
6621 | Cabinet For Single Fire Hose (Fire Code 2018) - Wall Mounted, Non-Weather Proof, Hairline Finish c/w Spring Lock, 4mm Tempered Viewing Glass, 690mm (W) x 640mm (H) x 250mm (D), Material : 1.0mm SS304 | 7080082400000
6622 | 690Mm(L)X640Mm(H)X250Mm(D)X1.0Mm,Cabinet For Fire Hose, Single,Wall Mounted, Non Weather Proof,Hairline Finish,Spring Lock,4 Mm Tempered Viewing Glass,Material : Ss316, | 7080082420001
6623 | 690Mm(L)X640Mm(H)X250Mm(D)X1.0Mm,,Cabinet For Fire Hose, Single, Wall Mounted, Non Weather Proof,Spring Lock,4 Mm Viewing Glass,Red Colour Powder Coating, Standard Wording in White, Material : Ss304. | 7080082423001
6624 | 690Mm(L)X640Mm(H)X250Mm(D)X1.0Mm,Cabinet For Single Fire Hose, Wall Mounted, Non Weather Proof, Hairline Finish, Non-Lockable with Thumb Latch Knob, 4 Mm Tempered Viewing Glass, Material : Ss316 | 7080082424001
6626 | Cabinet For Single Fire Hose (Fire Code 2018) - Wall Mounted, Weather Proof, Hairline Finish c/w Spring Lock, U-Rubber At All Glass, 4mm Tempered Viewing Glass, 690mm (W) x 715mm (H) x 250mm (D), Material : 1.0mm SS316 | 7080082600000
6627 | Cabinet For Single Fire Hose (Fire Code 2018) - Wall Mounted, Weather Proof, Hairline Finish c/w Spring Lock, U-Rubber At All Glass, 4mm Tempered Viewing Glass, 690mm (W) x 715mm (H) x 250mm (D), Material : 1.0mm SS304 | 7080082600001
6634 | 350mm(L) x 220mm(D) x 750mm(H) x 1.0mm - Cabinet For Fire Extinguisher (5kg CO2), Non Weather Proof, Lockable, Hairline Finish, Lock & Key, Viewing Glass, Break Glass, Material : SS304 | 7080150200000
6635 | 350Mm(L)X220Mm(D)X750Mm(H)X1.0Mm,,Cabinet For Fire Extinguisher ( 5Kg Co2), Non Weather Proof, Lockable,Hairline Finish,,Lock & Key, Viewing Glass, Break Glass,,Material : Ss316 | 7080150217001
6637 | 350mm(L) x 220mm(D) x 750mm(H) x 1.0mm - Cabinet For Fire Extinguisher (5kg CO2), Non Weather Proof, Non Lockable, Hairline Finish, Thumb Latch Knob, Viewing Glass, Material: SS304 | 7080150300000
6638 | 350mm(L) x 220mm(D) x 800mm(H) x 1.5mm - Cabinet For Fire Extinguisher Recess Type, Non Weather Proof, Non Lockable, Satin Finish, Thumb Latch Knob, Tempered Glass Viewing, Material: Stainless Steel SS304 | 7080150325001
6639 | 350mm(L) x 220mm(D) x 750mm(H) x 1.0mm - Cabinet For Fire Extinguisher (5kg CO2), Non Weather Proof, Lockable, Hairline Finish, Lock & Key, Viewing Glass, Break Glass, Material: SS316 | 7080150400000
6640 | 350mm(L) x 220mm(D) x 750mm(H) x 1.0mm - Cabinet For Fire Extinguisher (5kg CO2), Non Weather Proof, Non Lockable, Hairline Finish, Thumb Latch Knob, Viewing Glass, Material: SS316 | 7080150500000
6643 | 350Mm(L)X220Mm(D)X820Mm(H)X1.0Mm,,Cabinet For Fire Extinguisher ( 5Kg Co2), Weather Proof, Lockable,Hairline Finish,,Lock & Key, Break Glass, U-Rubber At All Glass,,Material: Ss316, | 7080150800000
6644 | 350Mm(L)X220Mm(D)X820Mm(H)X1.0Mm,,Cabinet For Fire Extinguisher ( 5Kg Co2), Weather Proof, Non Lockable,Hairline Finish,,Thumb Latch Knob,U-Rubber At All Glass,,Material: Ss316, | 7080150900000
6645 | 350Mm(L)X220Mm(D)X820Mm(H)X1.0Mm,,Cabinet For Fire Extinguisher ( 5Kg Co2), Weather Proof, Non Lockable,Hairline Finish,,Thumb Latch Knob,U-Rubber At All Glass,,Material: Ss304, | 7080151000000
6646 | 350Mm(L)X220Mm(D)X820Mm(H)X1.0Mm,,Cabinet For Fire Extinguisher ( 5Kg Co2), Weather Proof, Lockable,Hairline Finish,,Lock & Key, Break Glass, U-Rubber At All Glass,,Material: Ss304, | 7080151100000
6651 | Cabinet For 2 Way Breeching Inlet - Wall Mounted 'Dry Riser Breeching Inlet', Hairline Finish c/w Spring Lock, 6mm Wire Glass, 570mm (L) x 395mm (H) x 305mm (D), Material : 1.0mm SS304 | 7080170100000
6652 | 570mm(L) x 395mm(H) x 305mm(D) x 1.0mm - Cabinet For 2Way Breeching Inlet, Wall Mounted 'Dry Riser Breeching Inlet', Hairline Finish c/w Spring Lock, 6mm Wire Glass, Material: SS316 | 7080170200000
6654 | 595mm(L)x395mm(H)x295mm(D)x1mm, Cabinet For Breeching Inlet 2 Way Wall Mount, 'Dry Riser Breeching Inlet', Hairline, Spring Lock, 6mm Wire Glass, BS5041-5, Material : SS304 | 7080170321001
6655 | 595mm(L)x395mm(H)x295mm(D)x1mm, Cabinet For Breeching Inlet 2 Way Wall Mount, 'Dry Riser Breeching Inlet', Hairline, Spring Lock, 6mm Wire Glass, BS5041-5, Material : SS316 | 7080170321002
6657 | 595mm(L)x395mm(H)x295mm(D)x1mm, Cabinet For Breeching Inlet 2 Way Wall Mount, Wording 'Water Mist Breeching Inlet', Hairline Finished, Spring Lock, 6mm Wire Glass, BS5041-5, Material : SS304 | 7080170324001
6662 | 570mm (L) x 570mm (H) x 305mm (D) x 1.0mm - Cabinet For 4Way Breeching Inlet - Wall Mounted 'Sprinkler Breeching Inlet', Hairline Finish c/w Spring Lock, 6mm Wire Glass, Material: SS304 | 7080180100000
6663 | 570mm(L) x 570mm(H) x 305mm(D) x 1.0mm - Cabinet For 4Way Breeching Inlet, Wall Mounted 'Sprinkler Breeching Inlet', Hairline Finish c/w Spring Lock, 6mm Wire Glass, Material: SS316 | 7080180200000
6666 | 595mm(L)x595mm(H)x295mm(D)x1mm, Cabinet For Breeching Inlet 4 Way Wall Mount, 'SPRINKLER BREECHING INLET', Hairline, Spring Lock, 6mm Wire Glass, BS5041-5, Material : SS304 | 7080180421001
6668 | 595mm(L)x595mm(H)x295mm(D)x1mm, Cabinet For Breeching Inlet 4 Way Wall Mount 'DRY RISER BREECHING INLET', Hairline, Spring Lock, 6mm Wire Glass, BS5041-5, Material : SS304 | 7080180421005
6669 | 595mm(L)x595mm(H)x295mm(D)x1mm,Cabinet For 4 Way Breeching Inlet (BS 5041-5)-Wall Mounted 'Sprinkler Breeching Inlet',Hairline,c/w Spring Lock,6mm Wire Glass,Material: SS316 | 7080180422001
6671 | 595mm(L)x595mm(H)x295mm(D)x1mm, Cabinet For Breeching Inlet 4 Way Wall Mount,"Sprinkler Breeching Inlet," Hairline finish, c/w Full Panel Door ,Cylindrical Lock, Material : SS304 | 7080180423002
6672 | 595mm(L)x595mm(H)x295mm(D)x1mm, Cabinet For Breeching Inlet 4 Way Wall Mount, 'Waterspray Breeching Inlet', Hairline, Spring Lock, 6mm Wire Glass, BS5041-5, Material : SS304 | 7080180425006
6674 | 650mm(W) x 608mm(H) x 350mm(D) x 1.0mm - Cabinet For Double Fire Hose, Wall Mounted, Non Weather Proof, Hairline Finish c/w Spring Lock, 5mm Plain Viewing Glass, Material: SS304 | 7080190100000
6676 | Cabinet For Double Fire Hose - Wall Mounted, Weather Proof, Hairline Finish c/w Spring Lock, 5mm Plain Viewing Glass, 650mm (W) x 700mm (H) x 350mm (D), Material : 1.0mm SS304 | 7080190400000
6679 | 690mm(W) x 640mm(H) x 350mm(D) x 1.0mm - Cabinet For Double Fire Hose (Fire Code 2018), Wall Mounted, Non-Weather Proof, Hairline Finish c/w Spring Lock, 4mm Tempered Viewing Glass, Material: SS304 | 7080190700000
6680 | 690Mm(L)X640Mm(H)X350Mm(D)X1.0Mm,,Cabinet For Fire Hose, Double, Wall Mounted, Non Weather Proof,Red Colour Powder Coating, Standard Wording in White,Spring Lock,4 Mm Viewing Glass,Material : Ss304, | 7080190723001
6682 | Cabinet For Double Fire Hose (Fire Code 2018) - Wall Mounted, Weather Proof, Hairline Finish c/w Spring Lock, U-Rubber At All Glass, 4mm Tempered Viewing Glass, 690mm (W) x 735mm (H) x 350mm (D), Material : 1.0mm SS304 | 7080190900000
6684 | Self-Standing Cabinet For 2x Fire Hose - Weather Proof, c/w Chrome Handle With Lock & Key, Hairline Finished,Break Glass, 740mm (W) x 1363mm (H) x 280mm (D), Material : SS304 1.5mm | 7080200022001
6698 | 595mm(L) x 395mm(H) x 100mm(D) x 38mm Frame x 1.0mm, Cabinet For Breeching Inlet 2 Way Frame & Door, 'Dry Riser Breeching Inlet', Hairline, Spring Lock, 6mm Wire Glass, BS5041-5, Material : SS304 | 7080280721001
6699 | 595mm(L)x395mm(H)x100mm(D)x38mm Frame x 1mm, Cabinet For Breeching Inlet 2 Way Frame & Door, 'Dry Riser Breeching Inlet', Hairline, Spring Lock, 6mm Wire Glass, BS5041-5, Material : SS316 | 7080280721002
6703 | Cabinet For 4 Way Breeching Inlet - Recess 'Sprinkler Breeching Inlet', Hairline Finishing c/w Spring Lock, Back of Cabinet Without Fully Cover Up and bend 30mm, 6mm Wire Glass, Standard Wording In Red Colour, 570mm (L) x 570mm (H) x 305mm (D), Material : 1.0mm SS304 | 7080290125001
6709 | 595mm(H) x 595mm(L) x 100mm(D) x 38mm Frame x 1.0mm, Cabinet For Breeching Inlet 4 Way Frame & Door, 'Dry Riser Breeching Inlet', Hairline, Spring Lock, 6mm Wire Glass, BS5041-5, Material : SS304 | 7080290721005
6711 | 595mm(H) x 595mm(L) x 100mm(D) x 38mm Frame x 1.0mm, Cabinet For Breeching Inlet 4 Way Frame & Door, 'Sprinkler Breeching Inlet', Hairline, Spring Lock, 6mm Wire Glass, BS5041-5, Material : SS304 | 7080290723003
6716 | Self-Standing Cabinet for 2 X Combat 25kg Store Pressure ABC Mobile Fire Extinguisher c/w Lock & Key and Slanted Roof, Finishing Red Colour Marine Paint, 1200mm (H) X 1200mm (W) X 700mm (D) 1.5mm Thickness, Self Standing Legs (150mm), Material: SS316 | 7080400625001
6421 | 220mm(W) x 175mm(D) x 510mm(H) x 1.0mm, Cabinet For Fire Extinguisher (1,2,3kg ABC/2kg Halotron), Suitable for In-Door, Non Weather Proof, Lockable, Hairline Finish, Lock & Key, Viewing Glass, Break Glass, Material : SS304 | 7080010000001
6422 | 220mm(W) x 175mm(D) x 510mm(H) x 1.0mm - Cabinet For Fire Extinguisher (1,2,3kg ABC/ 2kg Hal), Suitable for In-Door, Non Weather Proof, Lockable, Hairline Finish, Lock & Key, Viewing Glass, Break Glass, Material : SS316 | 7080010000002
6425 | 220mm(W) x 175mm(D) x 510mm(H) x 1.0mm - Cabinet For Fire Extinguisher (1,2,3kg ABC, 2kg Hal), Suitable for In-Door, Non Weather Proof, Non Lockable, Hairline Finish, Thumb Latch Knob, Viewing Glass, Material : SS304 | 7080010100001
6426 | 220mm(W) x 175mm(D) x 510mm(H) x 1.0mm - Cabinet For Fire Extinguisher ( 1,2,3kg ABC/ 2kg Hal), Suitable for In-Door, Non Weather Proof, Non Lockable, Hairline Finish, Thumb Latch Knob, Viewing Glass, Material: SS316 | 7080010100002
6428 | 220mm(W) x 175mm(D) x 510mm(H) x 1.0mm, Cabinet For Fire Extinguisher (1,2,3kg ABC/2kg Halotron), Non Weather Proof, Lockable, Hairline Finish, Lock & Key, Viewing Glass, Break Glass, Material : SS304 | 7080010200000
6430 | 220Mm(W)X175Mm(D)X510Mm(H)X1.0Mm,Cabinet For Fire Extinguisher ( 1,2,3Kg Abc, 2Kg Halotron),Recess Type, Non Weather Proof, Lockable,Hairline Finish,,Lock & Key, Viewing Glass, Break Glass,,Material : Ss304, | 7080010225002
6431 | 220mm(W) x 175mm(D) x 510mm(H) x 1.0mm - Cabinet For Fire Extinguisher (1,2,3kg ABC, 2kg Hal), Non Weather Proof, Non Lockable, Hairline Finish, Thumb Latch Knob, Viewing Glass, Material : SS304 | 7080010300000
6432 | 220mm(W)X175mm(D)X510mm(H)X30mm(F)X1.0mm,Material: SS304,Cabinet For Fire Extinguisher (1,2,3kg ABC, 2kg Halotron),Recess Type,Non Weatherproof,Non Lockable,Hairline,Thumb Latch Knob,Viewing Glass, Standard Wording In Red Colour | 7080010318001
6433 | 220mm(W) x 175mm(D) x 510mm(H) x 1.0mm - Cabinet For Fire Extinguisher (1,2,3kg ABC/ 2kg Hal), Non Weather Proof, Lockable, Hairline Finish, Lock & Key, Viewing Glass, Break Glass, Material : SS316 | 7080010400000
6434 | 220Mm(W)X175Mm(D)X510Mm(H)X30Mm(Frame)X1.0Mm,Recess Cabinet For Fire Extinguisher ( 1,2,3Kg Abc, 2Kg Halotron), Non Weather Proof, Lockable,Hairline Finish,,Lock & Key, Viewing Glass, Break Glass,,Material : Ss316 | 7080010425001
6435 | 220mm(W) x 175mm(D) x 510mm(H) x 1.0mm - Cabinet For Fire Extinguisher ( 1,2,3kg ABC/ 2kg Hal), Non Weather Proof, Non Lockable, Hairline Finish, Thumb Latch Knob, Viewing Glass, Material: SS316 | 7080010500000
6438 | 220Mm(W)X175Mm(D)X575Mm(H)X1.0Mm,Cabinet For Fire Extinguisher ( 1,2,3Kg Abc, 2Kg Halotron), Weather Proof, Lockable,Hairline Finish,,Lock & Key, Break Glass, U-Rubber At All Glass,,Material: Ss316, | 7080010800000
6439 | 220Mm(W)X175Mm(D)X575Mm(H)X1.0Mm,Cabinet For Fire Extinguisher ( 1,2,3Kg Abc, 2Kg Halotron), Weather Proof, Non Lockable,Hairline Finish,,Thumb Latch Knob,U-Rubber At All Glass,,Material: Ss316, | 7080010900000
6440 | 220Mm(W)X175Mm(D)X575Mm(H)X1.0Mm,Cabinet For Fire Extinguisher ( 1,2,3Kg Abc, 2Kg Halotron), Weather Proof, Non Lockable,Hairline Finish,,Thumb Latch Knob,U-Rubber At All Glass,,Material: Ss304, | 7080011000000
6441 | 220mm(W) x 175mm(D) x 575mm(H) x 1.0mm, Cabinet For Fire Extinguisher (1,2,3kg ABC/ 2kg Halotron), Weather Proof, Lockable, Hairline Finish, Lock & Key, Break Glass, U-Rubber At All Glass, Material: SS304 | 7080011100000
6443 | 260mm(L) x 200mm(D) x 540mm(H) x 1.0mm - Cabinet For Fire Extinguisher (4kg ABC/4kg Hal/2kg CO2), Suitable for In-Door, Non Weather Proof, Lockable, Hairline Finish, Lock & Key, Viewing Glass, Break Glass, Material : SS304 | 7080020000001
6444 | 260mm(L) x 200mm(D) x 540mm(H) x 1.0mm - Cabinet For Fire Extinguisher (4kg ABC/Hal/2kg CO2), Suitable for In-Door, Non Weather Proof, Lockable, Hairline Finish, Lock & Key, Viewing Glass, Break Glass, Material: SS316 | 7080020000002
6446 | 260mm(L) x 200mm(D) x 540mm(H) x 1.0mm, Cabinet For Fire Extinguisher (4kg ABC, 4kg Halotron, 2kg CO2), Suitable for In-Door, Non Weather-Proof, Non Lockable, Hairline Finish, Thumb Latch Knob, Viewing Glass, Material : SS304 | 7080020100001
6447 | 260mm(L) x 200mm(D) x 540mm(H) x 1.0mm - Cabinet For Fire Extinguisher (4kg ABC/Hal/2kg CO2), Suitable for In-Door, Non Weather Proof, Non Lockable, Hairline Finish, Thumb Latch Knob, Viewing Glass, Material: SS316 | 7080020100002
6452 | 260mm(L) x 200mm(D) x 540mm(H) x 1.0mm - Cabinet For Fire Extinguisher (4kg ABC/4kg Hal/2kg CO2), Non Weather Proof, Lockable, Hairline Finish, Lock & Key, Viewing Glass, Break Glass, Material : SS304 | 7080020200000
6453 | 260mm(W)X200Mm(D)X540mm(H)X30mm(Frame)x1.0mm,Recess Cabinet For Fire Extinguisher ( 4Kg Abc, 4Kg Halotron, 2Kg Co2), Non Weather Proof, Lockable, Hairline Finish,Lock & Key , Material : SS304 | 7080020224001
6454 | 260mm(L) x 200mm(D) x 540mm(H) x 1.0mm, Cabinet For Fire Extinguisher (4kg ABC, 4kg Halotron, 2kg CO2), Non Weather-Proof, Non Lockable, Hairline Finish, Thumb Latch Knob, Viewing Glass, Material : SS304 | 7080020300000
6455 | 260mm(W) x 540mm(H) x 200mm(D) x 1.0mm, Material: Ss304, 4kgs Fire Extinguisher Cabinet, Wall Mounted, Non Weather Proof, Non Lockable, Hairline Finishing, C/w Push Lock, Viewing Glass, Standard Wording In Red Colour, | 7080020318001
6456 | 260Mm(L)X200Mm(D)X540Mm(H)X1.6Mm,Cabinet For Fire Extinguisher ( 4Kg Abc, 4Kg Halotron, 2Kg Co2), Non Weather Proof, Non Lockable,Hairline Finish,,Thumb Latch Knob, Viewing Glass,,Material : Ss304, | 7080020325001
6457 | 260mm(L) x 200mm(D) x 540mm(H) x 1.0mm - Cabinet For Fire Extinguisher (4kg ABC/Hal/2kg CO2), Non Weather Proof, Lockable, Hairline Finish, Lock & Key, Viewing Glass, Break Glass, Material: SS316 | 7080020400000
6458 | 260mm(L) x 200mm(D) x 540mm(H) x 1.0mm - Cabinet For Fire Extinguisher (4kg ABC/Hal/2kg CO2), Non Weather Proof, Lockable, Hairline Finish, Lock & Key, With Recess Type Handle , Viewing Glass, Break Glass, Material: SS316 | 7080020423001
6459 | 260mm(L) x 200mm(D) x 540mm(H) x 1.0mm - Cabinet For Fire Extinguisher (4kg ABC/Hal/2kg CO2), Floor Mounted, Non Weather Proof, Non Lockable, Hairline Finish, Lock & Key, With Recess Type Handle , Viewing Glass, Material: SS316 With Base Plate Height 460mm | 7080020423002
6460 | 260mm(L) x 200mm(D) x 540mm(H) x 1.0mm - Cabinet For Fire Extinguisher (4kg ABC/Hal/2kg CO2), Non Weather Proof, Non Lockable, Hairline Finish, Thumb Latch Knob, Viewing Glass, Material: SS316 | 7080020500000
6461 | 260mm(L) x 200mm(D) x 540mm(H) x 1.0mm - Cabinet For Fire Extinguisher (4kg ABC/Hal/2kg CO2), Floor Mounted, Non Weather Proof, Non Lockable, Hairline Finish, Thumb Latch Knob, Viewing Glass, Material: SS316 | 7080020523001
6462 | 260mm(L) x 200mm(D) x 540mm(H) x 1.0mm - Cabinet For Fire Extinguisher (4kg ABC/Hal/2kg CO2), Non Weather Proof, Non Lockable, Non Mounting Holes, Hairline Finish, Thumb Latch Knob, Viewing Glass, Material: SS316 | 7080020523002
6466 | 260Mm(L)X200Mm(D)X610Mm(H)X1.0Mm,Cabinet For Fire Extinguisher ( 4Kg Abc, 4Kg Halotron, 2Kg Co2), Weather Proof, Lockable,Hairline Finish,,Lock & Key, Break Glass, U-Rubber At All Glass,,Material: Ss316, | 7080021100000
6467 | 260Mm(L)X200Mm(D)X610Mm(H)X1.0Mm,,Cabinet For Fire Extinguisher ( 4Kg Abc, 4Kg Halotron, 2Kg Co2), Weather Proof, Non Lockable,Hairline Finish,,Thumb Latch Knob, Viewing Glass, U-Rubber At All Glass,,Material: Ss316, | 7080021200000
6468 | 260Mm(L)X200Mm(D)X610Mm(H)X1.0Mm,,Cabinet For Fire Extinguisher ( 4Kg Abc, 4Kg Halotron, 2Kg Co2), Weather Proof, Non Lockable,Hairline Finish,,Thumb Latch Knob, Viewing Glass, U-Rubber At All Glass,,Material: Ss304, | 7080021300000
6469 | 260Mm(L)X200Mm(D)X610Mm(H)X1.0Mm,Cabinet For Fire Extinguisher ( 4Kg Abc, 4Kg Halotron, 2Kg Co2), Weather Proof, Lockable,Hairline Finish,,Lock & Key, Break Glass, U-Rubber At All Glass,,Material: Ss304, | 7080021400000
6470 | 340mm(L)X200mm(D)X760mm(H)X1.0mm,Cabinet For Fire Extinguisher,Non-Weather Proof,Wall Mounted,Non-Lockable,Hairline Finish,Round Push Lock,Viewing Tempered Glass,Slanted from 760mm to 560mm,Material: Ss304, | 7080021422002
6472 | 300mm(L) x 220mm(D) x 700mm(H) x 1.0mm - Cabinet For Fire Extinguisher (6kg/9kg ABC/ 6kg Hal), Suitable for In-Door, Non Weather Proof, Lockable, Hairline Finish, Lock & Key, Viewing Glass, Break Glass, Material : Stainless Steel SS304 | 7080030000001
6473 | 300mm(L) x 220mm(D) x 700mm(H) x 1.0mm - Cabinet For Fire Extinguisher (6/9kg ABC/6kg Hal), Suitable for In-door, Non Weather Proof, Lockable, Hairline Finish, Lock & Key, Viewing Glass, Break Glass, Material: SS316 | 7080030000002
6475 | 300mm(L) x 220mm(D) x 700mm(H) x 1.0mm - Cabinet For Fire Extinguisher (6/9kg ABC/ 6Kg Hal), Suitable for In-Door, Non Weather Proof, Non Lockable, Hairline Finish, Thumb Latch Knob, Viewing Glass, Material: Stainless Steel SS304 | 7080030100001
6476 | 300mm(L) x 220mm(D) x 700mm(H) x 1.0mm - Cabinet For Fire Extinguisher (6/9kg ABC/ 6kg Hal), Suitable for In-door, Non Weather Proof, Non Lockable, Hairline Finish, Thumb Latch Knob, Viewing Glass, Material: SS316 | 7080030100002
6480 | 300mm(L) x 220mm(D) x 700mm(H) x 1.0mm - Cabinet For Fire Extinguisher (6kg/9kg ABC/ 6kg Hal), Non Weather Proof, Lockable, Hairline Finish, Lock & Key, Viewing Glass, Break Glass, Material : Stainless Steel SS304 | 7080030200000
6481 | 300mm(L) x 220mm(D) x 700mm(H) x 1.0mm - Cabinet For Fire Extinguisher (6/9kg ABC/ 6Kg Hal), Non Weather Proof, Non Lockable, Hairline Finish, Thumb Latch Knob, Viewing Glass, Material: Stainless Steel SS304 | 7080030300000
6482 | 300mm(W)x700mm(H)x220mm(D)x30mm(Frame)x1.0mm,Material Ss304, 6kgs/9kgs ABC Dry Powder Fire Extinguisher Cabinet, Recess Type, Hairline Finishing, C/w Plastic Thumb Latch Knob, Viewing Glass, Standard Wording In Red Colour | 7080030323001
6483 | 300mm(L) x 220mm(D) x 700mm(H) x 1.0mm - Cabinet For Fire Extinguisher (6/9kg ABC/6kg Hal),Non Weather Proof, Lockable, Hairline Finish, Lock & Key, Viewing Glass, Break Glass, Material: SS316 | 7080030400000
6484 | 300mm(L) x 220mm(D) x 700mm(H) x 1.0mm - Cabinet For Fire Extinguisher (6/9kg ABC/ 6kg Hal), Non Weather Proof, Non Lockable, Hairline Finish, Thumb Latch Knob, Viewing Glass, Material: SS316 | 7080030500000
6490 | 300Mm(L)X220Mm(D)X770Mm(H)X1.0Mm,,Cabinet For Fire Extinguisher ( 6 & 9Kg Abc, 6Kg Halotron), Weather Proof, Lockable,Hairline Finish,,Lock & Key, Break Glass, U-Rubber At All Glass,,Material: Ss316, | 7080030800000
6491 | 300Mm(L)X220Mm(D)X770Mm(H)X1.0Mm,,Cabinet For Fire Extinguisher ( 6 & 9Kg Abc, 6Kg Halotron), Weather Proof, Non Lockable,Hairline Finish,,Thumb Latch Knob,U-Rubber At All Glass,,Material: Ss316, | 7080030900000
6492 | 300Mm(L)X220Mm(D)X770Mm(H)X1.0Mm,,Cabinet For Fire Extinguisher ( 6 & 9Kg Abc, 6Kg Halotron), Weather Proof, Lockable,Hairline Finish,,Lock & Key, Break Glass, U-Rubber At All Glass,,Material: Ss304, | 7080031300000
6493 | 300Mm(L)X220Mm(D)X770Mm(H)X1.0Mm,,Cabinet For Fire Extinguisher ( 6 & 9Kg Abc, 6Kg Halotron), Weather Proof, Non Lockable,Hairline Finish,,Thumb Latch Knob,U-Rubber At All Glass,,Material: Ss304, | 7080031400000
6494 | 300Mm(L)X220Mm(D)X770Mm(H)X1.0Mm, Cabinet For Fire Extinguisher (6 & 9Kg Abc, 6Kg Halotron), Weather Proof, Non Lockable,Hairline Finish, Thumb Latch Knob,U-Rubber At All Glass, 4 Nos Of Legs (150mm), Material: Ss304, | 7080031424001
6497 | 800mm(H) x 800mm(W) x 361mm(D) x 1.2mm Hose Reel Cabinet - Wall Mounted, Non Weatherproof, Lockable, Red Colour, Lock & Key, Viewing Glass, Break Glass, Back of Cabinet Covered Up, Standard Wording in White Colour, Material: EG complete with 1" X 30m HP Hose Reel, Swing L-Bracket, Drum 585mm X 180mm, LG2 Double Waterway(Right), C/W MED, EN694 High Pressure Hose, C18 Jet/Spray Nozzle, Inlet: 1" NST(F), BS EN671-1, Material: SS316 | 7080050023001
6505 | 800mm(H) x 800mm(L) x 361mm(D) x 1.0mm - Cabinet For Hose Reel Wall Mounted, Non Weather Proof, Lockable, Hairline Finish, Lock & Key, Viewing Glass, Break Glass, Back Of Cabinet Is Not Fully Covered Up, Material: SS304 | 7080050300000
6506 | 800mm(H) x 800mm(L) x 361mm(D) x 1.0mm - Cabinet For Hose Reel Wall Mounted, Non Weather Proof, Non Lockable, Hairline Finish, Thumb Latch Knob, Viewing Glass, Back Of Cabinet Is Not Fully Covered Up, Material: SS304 | 7080050400000
6507 | 800mm(W)X800mm(H)X361mm(D)X1.0mm,Material: SS304,Hose Reel Cabinet,Wall Mounted,Non Weatherproof,Non Lockable,Hairline Finishing,Thumb Latch Knob,Viewing Glass,Door Opening From Right To Left,Back Of Cabinet Is Not Fully Covered Up,Standard Wording In Red Colour | 7080050418007
6508 | 800mm(H)X800mm(L)X361mm(D)X1.0mm,Cabinet For Hose Reel,Wall Mounted,Non Weatherproof,Non Lockable,Hairline Finish,Thumb Latch Knob,Viewing Glass,Door Open From Right To Left,Back Of Cabinet Is Not Fully Covered Up,Material: SS316 | 7080050419009
6509 | 800mm(W)X800mm(H)X361mm(D)X1.0mm,Material: SS304,Hose Reel Cabinet,Wall Mounted,Non Weatherproof,Non Lockable,Hairline,Thumb Latch Knob,Door Opening From Right to Left,Viewing Glass, Back Of Cabinet Is Fully Covered Up,Standard Wording In Red Colour | 7080050420003
6510 | 800mm(W) x 800mm(H) x 361mm(D) x 1.0mm, Hose Reel Cabinet Self Standing Legs (150mm each), Non Weatherproof, Non Lockable, Hairline Finishing, Thumb Latch Knob, Viewing Glass, Back Is Fully Cover Up, Standard Wording In Red Colour, Material: SS304 | 7080050422007
6511 | 800Mm(W)X800Mm(H)X400Mm(D)X1.0Mm Thk, Material : SS304 Plate, Hose Reel Cabinet, Wall Mounted, Non Lockable, Non-Weather Proof, Hairline Finishing, c/w Thumb Latch Knob, Viewing Glass, Back Of Cabinet is Fully Cover Up, Hose Reel Mounting Bracket at Left Side, Standard Wording in Red. | 7080050423001
6512 | 800mm(H) x 800mm(L) x 361mm(D) x 1.0mm, Hose Reel Cabinet - Wall Mounted, Non-Weather Proof, Lockable With Lock & Key, Hairline Finish, Viewing Glass, Break Glass, Back Of Cabinet Not Fully Covered Up, Material: SS316 | 7080050500000
6513 | 800mm(H) x 800mm(L) x 361mm(D) x 1.0mm, Cabinet For Hose Reel Wall Mounted, Non Weather Proof, Non-Lockable, Hairline Finish, Thumb Latch Knob, Viewing Glass, Back Of Cabinet Is Not Fully Covered Up, Material: SS316, | 7080050600000
6528 | 800Mm(H)X800Mm(L)X100Mm(D)X30Mm Framex1.0Mm,,Cabinet For Hose Reel Frame & Door, Non Weather Proof, Lockable,Hairline Finish,,Lock & Key, Viewing Glass, Break Glass,,Material: Ss304, | 7080052100000
6529 | 800mm(W) X 800mm(H) X 100mm(D) X 30mm Frame X 1.0mm - Cabinet For Hose Reel Frame & Door, Non Weather Proof, Non Lockable, Hairline Finish, Thumb Latch Knob, Viewing Glass, Material: SS304 | 7080052200000
6532 | 800Mm(H)X800Mm(L)X100Mm(D)X30Mm Framex1.0Mm,,Cabinet For Hose Reel Frame & Door, Non Weather Proof, Non Lockable,Hairline Finish,,Push Lock w/o key, Viewing Glass,,Material: Ss304, | 7080052223003
6533 | 800Mm(H)X800Mm(L)X100Mm(D)X30Mm Framex1.0Mm, Cabinet For Hose Reel Frame & Door, Non Weather Proof, Non Lockable,Hairline Finish,Thumb Latch Knob, Full Panel Door With Standard Wording, Door Open From Right To Left, Material: Ss304 | 7080052224001
6539 | 800mm(W) X 900mm(H) x 361mm(D) X 1.0mm - Cabinet For Hose Reel Wall Mounted, Weather Proof, Lockable,Hairline Finish, Lock & Key, Viewing Glass, Break Glass, Back Of Cabinet Is Fully Covered Up, Material: SS316, | 7080052800000
6540 | 800mm(L) x 361mm(D) x 900mm(H) x 1.0mm, Cabinet For Hose Reel Wall Mounted, Weather Proof, Non-Lockable, Hairline Finish, Thumb Latch Knob, Viewing Glass, Back Of Cabinet Is Fully Covered Up, Material: SS316 | 7080052900000
6541 | 900mm(W) x 900mm(W) x 500mm(D) x 1.0mm, Material : SS316, Hose Reel Cabinet, Floor Mounted, Lockable, Non Directional Finishing, C/w Spring Lock, Top Slanted Front to Back, Break Glass, Bottom Of The Cabinet Is Hollow, Full Panel Door Without Wording | 7080052923002
6542 | 800mm(W) X 900mm(H) x 361mm(D) X 1.5mm - Cabinet For Hose Reel Floor Mounted, Non-Weather Proof,Slope Backwards, Magnetic Push Latch Lock,Satin Finish, Big Viewing Glass, Back Of Cabinet Is Fully Covered Up, Material: SS316 | 7080052925001
6545 | 800mm(H) X 800mm(L) X 361mm(D) X 1.0mm - Cabinet For Hose Reel Wall Mounted, Non Weather Proof, Lockable,( Hairline Finish ),,Spring Lock, Temper Glass, Back Of Cabinet Is Not Fully Covered Up, SS575 : 2012,,Material: SS304 | 7080053100000
6546 | 800mm(H) x 800mm(L) x 361mm(D) x Overall Thk 1.6mm Cabinet For Hose Reel, Wall Mounted, Non Weather Proof, Lockable, Red Colour, Spring Lock cw Handle, 3mm Plain Viewing Glass, Back Of Cabinet Is Not Fully Covered Up, Standard Wording In White Colour, Material: SS304 | 7080053125001
6547 | 800mm(H) x 800mm(L) x 361mm(D) x 1.0mm - Cabinet For Hose Reel Wall Mounted, Non Weather Proof, Lockable,Hairline Finish, Spring Lock, Temper Glass, Back Of Cabinet Is Not Fully Covered Up, SS575:2012, Material: SS316 | 7080053200000
6549 | 800mm(W) X 900mm(H) x 361mm(D) X 1.0mm - Cabinet For Hose Reel Wall Mounted, Weather Proof, Lockable,Hairline Finish, Spring Lock, Temper Glass, Back Of Cabinet Is Fully Covered Up, SS575:2012, Material: SS316 | 7080053400000
6551 | 800Mm(L)X361Mm(D)X900Mm(H)X1.0Mm,,Cabinet For Hose Reel Wall Mounted, Weather Proof, Lockable,Hairline Finish,,Spring Lock, Temper Glass, Back Of Cabinet Is Fully Covered Up,,Material: Ss304, | 7080053600000
6552 | 800mm(L) x 361mm(D) x 900mm(H) x 1.0mm, Cabinet For Hose Reel Wall Mounted, Weather Proof, Non-Lockable,Hairline Finish, Thumb Latch Knob, Viewing Glass, Back Of Cabinet Is Fully Covered Up, Material: SS304 | 7080053700000
6553 | 800mm(L)X361mm(D)X900mm(H)X1.0mm,Cabinet For Hose Reel,Wall Mounted,Slanting Roof Top,Non Lockable,Weatherproof,Hairline,Thumb Latch Knob,Viewing Glass,Back Of Cabinet Is Not Covered Up,Material: SS304 | 7080053720001
6554 | 800mm(W) x 900mm(H) x 361mm(D) x 1.0mm, Material: Ss304, Hose Reel Cabinet, Floor Mounted, Non Lockable, Weather Proof, Hairline Finishing, C/w Plastic Thumb Latch Knob, Viewing Glass, Slanted Roof, Back Of Cabinet Is Fully Covered Up, Standard Wording In Red Colour | 7080053722001
6555 | 800mm(W) x 900mm(H) x 361mm(D) x 1.0mm, Material: Ss304, Hose Reel Cabinet, Floor Mounted, Non Lockable, Weather Proof, Hairline Finishing, C/w Plastic Thumb Latch Knob, Viewing Glass, Slanted Roof, Back Of Cabinet Is Fully Covered Up, Standard Wording & Fire Extinguisher Wording In Red Colour | 7080053724002
6556 | 800mm(W) x 900mm(H) x 361mm(D) x 1.0mm, Material: Ss304, Hose Reel Cabinet, Floor Mounted, Door Open Right to Left, Non Lockable, Weather Proof, Hairline Finishing, C/w Plastic Thumb Latch Knob, Viewing Glass, Slanted Roof, Back Of Cabinet Is Fully Covered Up, Standard Wording & Fire Extinguisher Wording In Red Colour | 7080053724003
6557 | 800mm(W)X900mm(H)X361mm(D)X1.0mm, Material: SS304,Self Standing Hose Reel Cabinet, Weather Proof , Non-Lockable,Hairline Finishing, Thumb Latch Knob, Full Panel Door, 4 Nos Legs (300mm),Back Of Cabinet Fully Covered Up, Standard Wording In Red Colour | 7080053724005
6558 | 800mm(W) X 900mm(H) X 361mm(D) X 1.0mm - Cabinet For Hose Reel Wall Mounted, Weather Proof, Lockable,Hairline Finish, Lock & Key, Viewing Glass, Break Glass, Back Of Cabinet Is Fully Covered Up, Material: SS304, | 7080053800000
6559 | 800mm(W) X 900mm(H) X 361mm(D) X 1.0mm - Self Standing Cabinet For Hose Reel, Weather Proof, Lockable,Hairline Finish, Lock & Key, Viewing Glass, Break Glass, Back Of Cabinet Is Fully Covered Up, Material: SS304, Legs (150mm) | 7080053825001
6573 | 800mm(H) x 800mm(L) x 361mm(D) x 1.0mm Cabinet For Hose Reel Wall Mounted, Non Weather Proof, Non Lockable, Back Cover, Hairline Finish, Thumb Latch Knob, Viewing Glass, Back Of Cabinet Is Fully Covered Up, Material: SS304 | 7080054000000
6574 | 800mm(H) x 800mm(L) x 361mm(D) x 1.0mm Cabinet For Hose Reel Wall Mounted, Non Weather Proof, Lockable, Back Cover, Hairline Finish, Lock and Key, Viewing Glass, Back Of Cabinet Is Fully Covered Up, Material: SS304 | 7080054000001
6575 | 800Mm(H)X800Mm(L)X361Mm(D)X1.0Mm,Cabinet For Hose Reel Wall Mounted, Non Weather Proof, Lockable, Hairline Finish, Spring Lock, Temper Glass, Back Of Cabinet Is Fully Covered Up, Material: Ss304, | 7080054000002
6576 | 800Mm(H)X800Mm(L)X361Mm(D)X1.0Mm,Cabinet For Hose Reel Wall Mounted,Non Weather Proof,Non Lockable,Back Cover,Hairline Finish,Thumb Latch Knob,Viewing Glass,Back Of Cabinet Is Fully Covered Up,4 Holes Right Side, Bottom U Shape Holes,Material: Ss304. (Back of Cabinet No Need Hole) | 7080054023001
6577 | 800mm(W)X800mm(H)X361mm(D)X1.0mm, Material: SS304,Self Standing Hose Reel Cabinet, Non-Weather Proof , Non-Lockable, Hairline Finishing, Thumb Latch Knob, Viewing Glass, 4 Nos Legs (500mm)c/w Supporting Bar,Back Of Cabinet Fully Covered Up, Standard Wording In Red Colour, | 7080054025001
6578 | 800mm(W)X800mm(H)X361mm(D)X1.0mm,Material: SS304,Self Standing Hose Reel Cabinet,Non Lockable,Non weather Proof,c/w Thumb Latch Knob,Viewing Glass, 4 Nos Legs (300mm),Back Of Cabinet Fully Covered Up without hole,Standard Wording In Red. | 7080054025005
6579 | 800Mm(H)X800Mm(L)X361Mm(D)X1.0Mm,,Cabinet For Hose Reel Wall Mounted, Non Weather Proof, Non-Lockable, Back Cover,,Hairline Finish,,Thumb Latch Knob, Viewing Glass, Back Of Cabinet Is Fully Covered Up,,Material: Ss316, | 7080054100000
6580 | 800mm(L) x 361mm(D) x 800mm(H) x 1.5mm, Cabinet For Hose Reel Wall Mounted, Non-Weather Proof, Non-Lockable,Red Colour Powder Coated, Cylindrical Lock, Viewing Glass, Back Of Cabinet Is Fully Covered Up, Material: SS316, Standard Wording In White Colour, c/w 1"X30m Manual Hose Reel (Model: HR-1SW). | 7080054123001
6583 | 570mm (L) x 395mm (H) x 305mm (D) x 1.0mm - Cabinet For 2 Way Breeching Inlet, Recess 'Dry Riser Breeching Inlet', Hairline Finish c/w Spring Lock, 6mm Wire Glass, Material: SS304 | 7080060100000
6584 | 570mm(L) x 395mm(H) x 305mm(D) x 1.0mm - Cabinet For 2Way Breeching Inlet, Recess 'Dry Riser Breeching Inlet', Hairline Finish c/w Spring Lock, 6mm Wire Glass, Material: SS316 | 7080060200000
6586 | 595mm(L)X395mm(H)X295mm(D)X1mm, Cabinet For Breeching Inlet 2 Way Recess, 'Dry Riser Breeching Inlet', Hairline, Spring Lock, 6mm Wire Glass, BS5041-5, Material : SS304 | 7080060321001
6587 | 595mm(L)X395mm(H)X295mm(D)X1mm, Cabinet For Breeching Inlet 2 Way Recess, 'Dry Riser Breeching Inlet', Hairline, Spring Lock, 6mm Wire Glass, BS5041-5, Material : SS316 | 7080060321002
6595 | Cabinet For 4 Way Breeching Inlet - Recess 'Sprinkler Breeching Inlet', Hairline Finish c/w Spring Lock, 6mm Wire Glass, 570mm (L) x 570mm (H) x 305mm (D), Material : 1.0mm SS304 | 7080070100000
6596 | 570mm(L) x 570mm(H) x 305mm(D) x 1.0mm - Cabinet For 4 Way Breeching Inlet, Recess 'Sprinkler Breeching Inlet', Hairline Finish c/w Spring Lock, 6mm Wire Glass, Material: SS316 | 7080070200000
6598 | Cabinet For 4 Way Breeching Inlet - Recess 'Dry Riser Breeching Inlet', Hairline Finish c/w Spring Lock, 6mm Wire Glass, 570mm (L) x 570mm (H) x 305mm (D), Material : 1.0mm SS304 | 7080071300000
6599 | Cabinet For 4 Way Breeching Inlet - Recess 'Wet Riser Breeching Inlet', Hairline Finish c/w Spring Lock, 6mm Wire Glass, 570mm (L) x 570mm (H) x 305mm (D), Material : 1.0mm SS304 | 7080071400000
6602 | 595mm(L)x595mm(H)x295mm(D)x38mm(F)x1.0mm, Cabinet For Breeching Inlet 4 Way Recess, 'Dry Riser Breeching Inlet', Hairline, Spring Lock, 6mm Wire Glass, BS5041-5, Material : SS304 | 7080071621001
6603 | 595mm(L)x595mm(H)x295mm(D)x38mm(F)x1.0mm, Cabinet For Breeching Inlet 4 Way Recess, 'Dry Riser Breeching Inlet', Hairline, Spring Lock, 6mm Wire Glass, BS5041-5, Material : SS316 | 7080071621002
6605 | 595mm(L)x595mm(H)x295mm(D)x38mm(F)x1.0mm, Cabinet For Breeching Inlet 4 Way Recess, 'Sprinkler Breeching Inlet', Hairline, Spring Lock, 6mm Wire Glass, BS5041-5, Material : SS304 | 7080071621007
6607 | 595mm(L)x595mm(H)x295mm(D)x38mm(F)x1.0mm, Cabinet For Breeching Inlet 4 Way Recess, 'Hydrant Breeching Inlet', Hairline, Spring Lock, 6mm Wire Glass, BS5041-5, Material : SS316 | 7080071624002
6608 | 595mm(L)x595mm(H)x295mm(D)x38mm(F)x1.0mm, Cabinet For Breeching Inlet 4 Way Recess, 'Sprinkler Breeching Inlet', Hairline, Spring Lock, 6mm Wire Glass, BS5041-5, Material : SS316 | 7080071624003
6612 | 595mm(L)x595mm(H)x295mm(D)x38mm(F)x1.0mm, Cabinet For Breeching Inlet 4 Way Recess, Hairline, Spring Lock, 6mm Wire Glass, BS5041-5, Material : SS316Wording 1: WR/SPK TANK BREECHING INLET, Wording 2: HYDRANT TANK BREECHING INLET, Wording 3: SPK CONTROL VALVE BREECHING INLET. | 7080071625006
6613 | Cabinet For Single Fire Hose - Wall Mounted, Non Weather Proof, Hairline Finish c/w Spring Lock, 5mm Plain Viewing Glass, 650mm (W) x 608mm (H) x 250mm (D), Material : 1.0mm SS304 | 7080080100000
6614 | 650mm(W) x 608mm(H) x 250mm(D) x 1.0mm - Cabinet For Single Fire Hose, Wall Mounted, Non Weather Proof, Hairline Finish c/w Spring Lock, 5mm Plain Viewing Glass, Material: SS316 | 7080080200000
6616 | Cabinet For Single Fire Hose - Wall Mounted, Weather Proof, Hairline Finish c/w Spring Lock, U-Rubber At All Glass, Plain Viewing Glass, 650mm (W) x 680mm (H) x 250mm (D), Material : 1.0mm SS316 | 7080080500000
6617 | Cabinet For Single Fire Hose - Wall Mounted, Weather Proof, Hairline Finish c/w Spring Lock, U-Rubber At All Glass, Plain Viewing Glass, 650mm (W) x 680mm (H) x 250mm (D), Material : 1.0mm SS304 | 7080081600000
6619 | Recess Type Fire Fighting Locker (Type A), Double Door Cabinet, W 650mm x H 650mm x D 280mm x Frame 20mm x Thickness 1.2 mm,Non Lockable Stainless Steel Cylindrical Lock, Material: Mild Steel, Colour: Red (RAL 3001), White Colour Arial Narrow Bold Wording: COMBATE A INCÊNDIO COM ÁGUA | 7080082223001
6621 | Cabinet For Single Fire Hose (Fire Code 2018) - Wall Mounted, Non-Weather Proof, Hairline Finish c/w Spring Lock, 4mm Tempered Viewing Glass, 690mm (W) x 640mm (H) x 250mm (D), Material : 1.0mm SS304 | 7080082400000
6622 | 690Mm(L)X640Mm(H)X250Mm(D)X1.0Mm,Cabinet For Fire Hose, Single,Wall Mounted, Non Weather Proof,Hairline Finish,Spring Lock,4 Mm Tempered Viewing Glass,Material : Ss316, | 7080082420001
6623 | 690Mm(L)X640Mm(H)X250Mm(D)X1.0Mm,,Cabinet For Fire Hose, Single, Wall Mounted, Non Weather Proof,Spring Lock,4 Mm Viewing Glass,Red Colour Powder Coating, Standard Wording in White, Material : Ss304. | 7080082423001
6624 | 690Mm(L)X640Mm(H)X250Mm(D)X1.0Mm,Cabinet For Single Fire Hose, Wall Mounted, Non Weather Proof, Hairline Finish, Non-Lockable with Thumb Latch Knob, 4 Mm Tempered Viewing Glass, Material : Ss316 | 7080082424001
6626 | Cabinet For Single Fire Hose (Fire Code 2018) - Wall Mounted, Weather Proof, Hairline Finish c/w Spring Lock, U-Rubber At All Glass, 4mm Tempered Viewing Glass, 690mm (W) x 715mm (H) x 250mm (D), Material : 1.0mm SS316 | 7080082600000
6627 | Cabinet For Single Fire Hose (Fire Code 2018) - Wall Mounted, Weather Proof, Hairline Finish c/w Spring Lock, U-Rubber At All Glass, 4mm Tempered Viewing Glass, 690mm (W) x 715mm (H) x 250mm (D), Material : 1.0mm SS304 | 7080082600001
6634 | 350mm(L) x 220mm(D) x 750mm(H) x 1.0mm - Cabinet For Fire Extinguisher (5kg CO2), Non Weather Proof, Lockable, Hairline Finish, Lock & Key, Viewing Glass, Break Glass, Material : SS304 | 7080150200000
6635 | 350Mm(L)X220Mm(D)X750Mm(H)X1.0Mm,,Cabinet For Fire Extinguisher ( 5Kg Co2), Non Weather Proof, Lockable,Hairline Finish,,Lock & Key, Viewing Glass, Break Glass,,Material : Ss316 | 7080150217001
6637 | 350mm(L) x 220mm(D) x 750mm(H) x 1.0mm - Cabinet For Fire Extinguisher (5kg CO2), Non Weather Proof, Non Lockable, Hairline Finish, Thumb Latch Knob, Viewing Glass, Material: SS304 | 7080150300000
6638 | 350mm(L) x 220mm(D) x 800mm(H) x 1.5mm - Cabinet For Fire Extinguisher Recess Type, Non Weather Proof, Non Lockable, Satin Finish, Thumb Latch Knob, Tempered Glass Viewing, Material: Stainless Steel SS304 | 7080150325001
6639 | 350mm(L) x 220mm(D) x 750mm(H) x 1.0mm - Cabinet For Fire Extinguisher (5kg CO2), Non Weather Proof, Lockable, Hairline Finish, Lock & Key, Viewing Glass, Break Glass, Material: SS316 | 7080150400000
6640 | 350mm(L) x 220mm(D) x 750mm(H) x 1.0mm - Cabinet For Fire Extinguisher (5kg CO2), Non Weather Proof, Non Lockable, Hairline Finish, Thumb Latch Knob, Viewing Glass, Material: SS316 | 7080150500000
6643 | 350Mm(L)X220Mm(D)X820Mm(H)X1.0Mm,,Cabinet For Fire Extinguisher ( 5Kg Co2), Weather Proof, Lockable,Hairline Finish,,Lock & Key, Break Glass, U-Rubber At All Glass,,Material: Ss316, | 7080150800000
6644 | 350Mm(L)X220Mm(D)X820Mm(H)X1.0Mm,,Cabinet For Fire Extinguisher ( 5Kg Co2), Weather Proof, Non Lockable,Hairline Finish,,Thumb Latch Knob,U-Rubber At All Glass,,Material: Ss316, | 7080150900000
6645 | 350Mm(L)X220Mm(D)X820Mm(H)X1.0Mm,,Cabinet For Fire Extinguisher ( 5Kg Co2), Weather Proof, Non Lockable,Hairline Finish,,Thumb Latch Knob,U-Rubber At All Glass,,Material: Ss304, | 7080151000000
6646 | 350Mm(L)X220Mm(D)X820Mm(H)X1.0Mm,,Cabinet For Fire Extinguisher ( 5Kg Co2), Weather Proof, Lockable,Hairline Finish,,Lock & Key, Break Glass, U-Rubber At All Glass,,Material: Ss304, | 7080151100000
6651 | Cabinet For 2 Way Breeching Inlet - Wall Mounted 'Dry Riser Breeching Inlet', Hairline Finish c/w Spring Lock, 6mm Wire Glass, 570mm (L) x 395mm (H) x 305mm (D), Material : 1.0mm SS304 | 7080170100000
6652 | 570mm(L) x 395mm(H) x 305mm(D) x 1.0mm - Cabinet For 2Way Breeching Inlet, Wall Mounted 'Dry Riser Breeching Inlet', Hairline Finish c/w Spring Lock, 6mm Wire Glass, Material: SS316 | 7080170200000
6654 | 595mm(L)x395mm(H)x295mm(D)x1mm, Cabinet For Breeching Inlet 2 Way Wall Mount, 'Dry Riser Breeching Inlet', Hairline, Spring Lock, 6mm Wire Glass, BS5041-5, Material : SS304 | 7080170321001
6655 | 595mm(L)x395mm(H)x295mm(D)x1mm, Cabinet For Breeching Inlet 2 Way Wall Mount, 'Dry Riser Breeching Inlet', Hairline, Spring Lock, 6mm Wire Glass, BS5041-5, Material : SS316 | 7080170321002
6657 | 595mm(L)x395mm(H)x295mm(D)x1mm, Cabinet For Breeching Inlet 2 Way Wall Mount, Wording 'Water Mist Breeching Inlet', Hairline Finished, Spring Lock, 6mm Wire Glass, BS5041-5, Material : SS304 | 7080170324001
6662 | 570mm (L) x 570mm (H) x 305mm (D) x 1.0mm - Cabinet For 4Way Breeching Inlet - Wall Mounted 'Sprinkler Breeching Inlet', Hairline Finish c/w Spring Lock, 6mm Wire Glass, Material: SS304 | 7080180100000
6663 | 570mm(L) x 570mm(H) x 305mm(D) x 1.0mm - Cabinet For 4Way Breeching Inlet, Wall Mounted 'Sprinkler Breeching Inlet', Hairline Finish c/w Spring Lock, 6mm Wire Glass, Material: SS316 | 7080180200000
6666 | 595mm(L)x595mm(H)x295mm(D)x1mm, Cabinet For Breeching Inlet 4 Way Wall Mount, 'SPRINKLER BREECHING INLET', Hairline, Spring Lock, 6mm Wire Glass, BS5041-5, Material : SS304 | 7080180421001
6668 | 595mm(L)x595mm(H)x295mm(D)x1mm, Cabinet For Breeching Inlet 4 Way Wall Mount 'DRY RISER BREECHING INLET', Hairline, Spring Lock, 6mm Wire Glass, BS5041-5, Material : SS304 | 7080180421005
6669 | 595mm(L)x595mm(H)x295mm(D)x1mm,Cabinet For 4 Way Breeching Inlet (BS 5041-5)-Wall Mounted 'Sprinkler Breeching Inlet',Hairline,c/w Spring Lock,6mm Wire Glass,Material: SS316 | 7080180422001
6671 | 595mm(L)x595mm(H)x295mm(D)x1mm, Cabinet For Breeching Inlet 4 Way Wall Mount,"Sprinkler Breeching Inlet," Hairline finish, c/w Full Panel Door ,Cylindrical Lock, Material : SS304 | 7080180423002
6672 | 595mm(L)x595mm(H)x295mm(D)x1mm, Cabinet For Breeching Inlet 4 Way Wall Mount, 'Waterspray Breeching Inlet', Hairline, Spring Lock, 6mm Wire Glass, BS5041-5, Material : SS304 | 7080180425006
6674 | 650mm(W) x 608mm(H) x 350mm(D) x 1.0mm - Cabinet For Double Fire Hose, Wall Mounted, Non Weather Proof, Hairline Finish c/w Spring Lock, 5mm Plain Viewing Glass, Material: SS304 | 7080190100000
6676 | Cabinet For Double Fire Hose - Wall Mounted, Weather Proof, Hairline Finish c/w Spring Lock, 5mm Plain Viewing Glass, 650mm (W) x 700mm (H) x 350mm (D), Material : 1.0mm SS304 | 7080190400000
6679 | 690mm(W) x 640mm(H) x 350mm(D) x 1.0mm - Cabinet For Double Fire Hose (Fire Code 2018), Wall Mounted, Non-Weather Proof, Hairline Finish c/w Spring Lock, 4mm Tempered Viewing Glass, Material: SS304 | 7080190700000
6680 | 690Mm(L)X640Mm(H)X350Mm(D)X1.0Mm,,Cabinet For Fire Hose, Double, Wall Mounted, Non Weather Proof,Red Colour Powder Coating, Standard Wording in White,Spring Lock,4 Mm Viewing Glass,Material : Ss304, | 7080190723001
6682 | Cabinet For Double Fire Hose (Fire Code 2018) - Wall Mounted, Weather Proof, Hairline Finish c/w Spring Lock, U-Rubber At All Glass, 4mm Tempered Viewing Glass, 690mm (W) x 735mm (H) x 350mm (D), Material : 1.0mm SS304 | 7080190900000
6684 | Self-Standing Cabinet For 2x Fire Hose - Weather Proof, c/w Chrome Handle With Lock & Key, Hairline Finished,Break Glass, 740mm (W) x 1363mm (H) x 280mm (D), Material : SS304 1.5mm | 7080200022001
6698 | 595mm(L) x 395mm(H) x 100mm(D) x 38mm Frame x 1.0mm, Cabinet For Breeching Inlet 2 Way Frame & Door, 'Dry Riser Breeching Inlet', Hairline, Spring Lock, 6mm Wire Glass, BS5041-5, Material : SS304 | 7080280721001
6699 | 595mm(L)x395mm(H)x100mm(D)x38mm Frame x 1mm, Cabinet For Breeching Inlet 2 Way Frame & Door, 'Dry Riser Breeching Inlet', Hairline, Spring Lock, 6mm Wire Glass, BS5041-5, Material : SS316 | 7080280721002
6703 | Cabinet For 4 Way Breeching Inlet - Recess 'Sprinkler Breeching Inlet', Hairline Finishing c/w Spring Lock, Back of Cabinet Without Fully Cover Up and bend 30mm, 6mm Wire Glass, Standard Wording In Red Colour, 570mm (L) x 570mm (H) x 305mm (D), Material : 1.0mm SS304 | 7080290125001
6709 | 595mm(H) x 595mm(L) x 100mm(D) x 38mm Frame x 1.0mm, Cabinet For Breeching Inlet 4 Way Frame & Door, 'Dry Riser Breeching Inlet', Hairline, Spring Lock, 6mm Wire Glass, BS5041-5, Material : SS304 | 7080290721005
6711 | 595mm(H) x 595mm(L) x 100mm(D) x 38mm Frame x 1.0mm, Cabinet For Breeching Inlet 4 Way Frame & Door, 'Sprinkler Breeching Inlet', Hairline, Spring Lock, 6mm Wire Glass, BS5041-5, Material : SS304 | 7080290723003
6716 | Self-Standing Cabinet for 2 X Combat 25kg Store Pressure ABC Mobile Fire Extinguisher c/w Lock & Key and Slanted Roof, Finishing Red Colour Marine Paint, 1200mm (H) X 1200mm (W) X 700mm (D) 1.5mm Thickness, Self Standing Legs (150mm), Material: SS316 | 7080400625001
6421 | 220mm(W) x 175mm(D) x 510mm(H) x 1.0mm, Cabinet For Fire Extinguisher (1,2,3kg ABC/2kg Halotron), Suitable for In-Door, Non Weather Proof, Lockable, Hairline Finish, Lock & Key, Viewing Glass, Break Glass, Material : SS304 | 7080010000001
6422 | 220mm(W) x 175mm(D) x 510mm(H) x 1.0mm - Cabinet For Fire Extinguisher (1,2,3kg ABC/ 2kg Hal), Suitable for In-Door, Non Weather Proof, Lockable, Hairline Finish, Lock & Key, Viewing Glass, Break Glass, Material : SS316 | 7080010000002
6425 | 220mm(W) x 175mm(D) x 510mm(H) x 1.0mm - Cabinet For Fire Extinguisher (1,2,3kg ABC, 2kg Hal), Suitable for In-Door, Non Weather Proof, Non Lockable, Hairline Finish, Thumb Latch Knob, Viewing Glass, Material : SS304 | 7080010100001
6426 | 220mm(W) x 175mm(D) x 510mm(H) x 1.0mm - Cabinet For Fire Extinguisher ( 1,2,3kg ABC/ 2kg Hal), Suitable for In-Door, Non Weather Proof, Non Lockable, Hairline Finish, Thumb Latch Knob, Viewing Glass, Material: SS316 | 7080010100002
6428 | 220mm(W) x 175mm(D) x 510mm(H) x 1.0mm, Cabinet For Fire Extinguisher (1,2,3kg ABC/2kg Halotron), Non Weather Proof, Lockable, Hairline Finish, Lock & Key, Viewing Glass, Break Glass, Material : SS304 | 7080010200000
6430 | 220Mm(W)X175Mm(D)X510Mm(H)X1.0Mm,Cabinet For Fire Extinguisher ( 1,2,3Kg Abc, 2Kg Halotron),Recess Type, Non Weather Proof, Lockable,Hairline Finish,,Lock & Key, Viewing Glass, Break Glass,,Material : Ss304, | 7080010225002
6431 | 220mm(W) x 175mm(D) x 510mm(H) x 1.0mm - Cabinet For Fire Extinguisher (1,2,3kg ABC, 2kg Hal), Non Weather Proof, Non Lockable, Hairline Finish, Thumb Latch Knob, Viewing Glass, Material : SS304 | 7080010300000
6432 | 220mm(W)X175mm(D)X510mm(H)X30mm(F)X1.0mm,Material: SS304,Cabinet For Fire Extinguisher (1,2,3kg ABC, 2kg Halotron),Recess Type,Non Weatherproof,Non Lockable,Hairline,Thumb Latch Knob,Viewing Glass, Standard Wording In Red Colour | 7080010318001
6433 | 220mm(W) x 175mm(D) x 510mm(H) x 1.0mm - Cabinet For Fire Extinguisher (1,2,3kg ABC/ 2kg Hal), Non Weather Proof, Lockable, Hairline Finish, Lock & Key, Viewing Glass, Break Glass, Material : SS316 | 7080010400000
6434 | 220Mm(W)X175Mm(D)X510Mm(H)X30Mm(Frame)X1.0Mm,Recess Cabinet For Fire Extinguisher ( 1,2,3Kg Abc, 2Kg Halotron), Non Weather Proof, Lockable,Hairline Finish,,Lock & Key, Viewing Glass, Break Glass,,Material : Ss316 | 7080010425001
6435 | 220mm(W) x 175mm(D) x 510mm(H) x 1.0mm - Cabinet For Fire Extinguisher ( 1,2,3kg ABC/ 2kg Hal), Non Weather Proof, Non Lockable, Hairline Finish, Thumb Latch Knob, Viewing Glass, Material: SS316 | 7080010500000
6438 | 220Mm(W)X175Mm(D)X575Mm(H)X1.0Mm,Cabinet For Fire Extinguisher ( 1,2,3Kg Abc, 2Kg Halotron), Weather Proof, Lockable,Hairline Finish,,Lock & Key, Break Glass, U-Rubber At All Glass,,Material: Ss316, | 7080010800000
6439 | 220Mm(W)X175Mm(D)X575Mm(H)X1.0Mm,Cabinet For Fire Extinguisher ( 1,2,3Kg Abc, 2Kg Halotron), Weather Proof, Non Lockable,Hairline Finish,,Thumb Latch Knob,U-Rubber At All Glass,,Material: Ss316, | 7080010900000
6440 | 220Mm(W)X175Mm(D)X575Mm(H)X1.0Mm,Cabinet For Fire Extinguisher ( 1,2,3Kg Abc, 2Kg Halotron), Weather Proof, Non Lockable,Hairline Finish,,Thumb Latch Knob,U-Rubber At All Glass,,Material: Ss304, | 7080011000000
6441 | 220mm(W) x 175mm(D) x 575mm(H) x 1.0mm, Cabinet For Fire Extinguisher (1,2,3kg ABC/ 2kg Halotron), Weather Proof, Lockable, Hairline Finish, Lock & Key, Break Glass, U-Rubber At All Glass, Material: SS304 | 7080011100000
6443 | 260mm(L) x 200mm(D) x 540mm(H) x 1.0mm - Cabinet For Fire Extinguisher (4kg ABC/4kg Hal/2kg CO2), Suitable for In-Door, Non Weather Proof, Lockable, Hairline Finish, Lock & Key, Viewing Glass, Break Glass, Material : SS304 | 7080020000001
6444 | 260mm(L) x 200mm(D) x 540mm(H) x 1.0mm - Cabinet For Fire Extinguisher (4kg ABC/Hal/2kg CO2), Suitable for In-Door, Non Weather Proof, Lockable, Hairline Finish, Lock & Key, Viewing Glass, Break Glass, Material: SS316 | 7080020000002
6446 | 260mm(L) x 200mm(D) x 540mm(H) x 1.0mm, Cabinet For Fire Extinguisher (4kg ABC, 4kg Halotron, 2kg CO2), Suitable for In-Door, Non Weather-Proof, Non Lockable, Hairline Finish, Thumb Latch Knob, Viewing Glass, Material : SS304 | 7080020100001
6447 | 260mm(L) x 200mm(D) x 540mm(H) x 1.0mm - Cabinet For Fire Extinguisher (4kg ABC/Hal/2kg CO2), Suitable for In-Door, Non Weather Proof, Non Lockable, Hairline Finish, Thumb Latch Knob, Viewing Glass, Material: SS316 | 7080020100002
6452 | 260mm(L) x 200mm(D) x 540mm(H) x 1.0mm - Cabinet For Fire Extinguisher (4kg ABC/4kg Hal/2kg CO2), Non Weather Proof, Lockable, Hairline Finish, Lock & Key, Viewing Glass, Break Glass, Material : SS304 | 7080020200000
6453 | 260mm(W)X200Mm(D)X540mm(H)X30mm(Frame)x1.0mm,Recess Cabinet For Fire Extinguisher ( 4Kg Abc, 4Kg Halotron, 2Kg Co2), Non Weather Proof, Lockable, Hairline Finish,Lock & Key , Material : SS304 | 7080020224001
6454 | 260mm(L) x 200mm(D) x 540mm(H) x 1.0mm, Cabinet For Fire Extinguisher (4kg ABC, 4kg Halotron, 2kg CO2), Non Weather-Proof, Non Lockable, Hairline Finish, Thumb Latch Knob, Viewing Glass, Material : SS304 | 7080020300000
6455 | 260mm(W) x 540mm(H) x 200mm(D) x 1.0mm, Material: Ss304, 4kgs Fire Extinguisher Cabinet, Wall Mounted, Non Weather Proof, Non Lockable, Hairline Finishing, C/w Push Lock, Viewing Glass, Standard Wording In Red Colour, | 7080020318001
6456 | 260Mm(L)X200Mm(D)X540Mm(H)X1.6Mm,Cabinet For Fire Extinguisher ( 4Kg Abc, 4Kg Halotron, 2Kg Co2), Non Weather Proof, Non Lockable,Hairline Finish,,Thumb Latch Knob, Viewing Glass,,Material : Ss304, | 7080020325001
6457 | 260mm(L) x 200mm(D) x 540mm(H) x 1.0mm - Cabinet For Fire Extinguisher (4kg ABC/Hal/2kg CO2), Non Weather Proof, Lockable, Hairline Finish, Lock & Key, Viewing Glass, Break Glass, Material: SS316 | 7080020400000
6458 | 260mm(L) x 200mm(D) x 540mm(H) x 1.0mm - Cabinet For Fire Extinguisher (4kg ABC/Hal/2kg CO2), Non Weather Proof, Lockable, Hairline Finish, Lock & Key, With Recess Type Handle , Viewing Glass, Break Glass, Material: SS316 | 7080020423001
6459 | 260mm(L) x 200mm(D) x 540mm(H) x 1.0mm - Cabinet For Fire Extinguisher (4kg ABC/Hal/2kg CO2), Floor Mounted, Non Weather Proof, Non Lockable, Hairline Finish, Lock & Key, With Recess Type Handle , Viewing Glass, Material: SS316 With Base Plate Height 460mm | 7080020423002
6460 | 260mm(L) x 200mm(D) x 540mm(H) x 1.0mm - Cabinet For Fire Extinguisher (4kg ABC/Hal/2kg CO2), Non Weather Proof, Non Lockable, Hairline Finish, Thumb Latch Knob, Viewing Glass, Material: SS316 | 7080020500000
6461 | 260mm(L) x 200mm(D) x 540mm(H) x 1.0mm - Cabinet For Fire Extinguisher (4kg ABC/Hal/2kg CO2), Floor Mounted, Non Weather Proof, Non Lockable, Hairline Finish, Thumb Latch Knob, Viewing Glass, Material: SS316 | 7080020523001
6462 | 260mm(L) x 200mm(D) x 540mm(H) x 1.0mm - Cabinet For Fire Extinguisher (4kg ABC/Hal/2kg CO2), Non Weather Proof, Non Lockable, Non Mounting Holes, Hairline Finish, Thumb Latch Knob, Viewing Glass, Material: SS316 | 7080020523002
6466 | 260Mm(L)X200Mm(D)X610Mm(H)X1.0Mm,Cabinet For Fire Extinguisher ( 4Kg Abc, 4Kg Halotron, 2Kg Co2), Weather Proof, Lockable,Hairline Finish,,Lock & Key, Break Glass, U-Rubber At All Glass,,Material: Ss316, | 7080021100000
6467 | 260Mm(L)X200Mm(D)X610Mm(H)X1.0Mm,,Cabinet For Fire Extinguisher ( 4Kg Abc, 4Kg Halotron, 2Kg Co2), Weather Proof, Non Lockable,Hairline Finish,,Thumb Latch Knob, Viewing Glass, U-Rubber At All Glass,,Material: Ss316, | 7080021200000
6468 | 260Mm(L)X200Mm(D)X610Mm(H)X1.0Mm,,Cabinet For Fire Extinguisher ( 4Kg Abc, 4Kg Halotron, 2Kg Co2), Weather Proof, Non Lockable,Hairline Finish,,Thumb Latch Knob, Viewing Glass, U-Rubber At All Glass,,Material: Ss304, | 7080021300000
6469 | 260Mm(L)X200Mm(D)X610Mm(H)X1.0Mm,Cabinet For Fire Extinguisher ( 4Kg Abc, 4Kg Halotron, 2Kg Co2), Weather Proof, Lockable,Hairline Finish,,Lock & Key, Break Glass, U-Rubber At All Glass,,Material: Ss304, | 7080021400000
6470 | 340mm(L)X200mm(D)X760mm(H)X1.0mm,Cabinet For Fire Extinguisher,Non-Weather Proof,Wall Mounted,Non-Lockable,Hairline Finish,Round Push Lock,Viewing Tempered Glass,Slanted from 760mm to 560mm,Material: Ss304, | 7080021422002
6472 | 300mm(L) x 220mm(D) x 700mm(H) x 1.0mm - Cabinet For Fire Extinguisher (6kg/9kg ABC/ 6kg Hal), Suitable for In-Door, Non Weather Proof, Lockable, Hairline Finish, Lock & Key, Viewing Glass, Break Glass, Material : Stainless Steel SS304 | 7080030000001
6473 | 300mm(L) x 220mm(D) x 700mm(H) x 1.0mm - Cabinet For Fire Extinguisher (6/9kg ABC/6kg Hal), Suitable for In-door, Non Weather Proof, Lockable, Hairline Finish, Lock & Key, Viewing Glass, Break Glass, Material: SS316 | 7080030000002
6475 | 300mm(L) x 220mm(D) x 700mm(H) x 1.0mm - Cabinet For Fire Extinguisher (6/9kg ABC/ 6Kg Hal), Suitable for In-Door, Non Weather Proof, Non Lockable, Hairline Finish, Thumb Latch Knob, Viewing Glass, Material: Stainless Steel SS304 | 7080030100001
6476 | 300mm(L) x 220mm(D) x 700mm(H) x 1.0mm - Cabinet For Fire Extinguisher (6/9kg ABC/ 6kg Hal), Suitable for In-door, Non Weather Proof, Non Lockable, Hairline Finish, Thumb Latch Knob, Viewing Glass, Material: SS316 | 7080030100002
6480 | 300mm(L) x 220mm(D) x 700mm(H) x 1.0mm - Cabinet For Fire Extinguisher (6kg/9kg ABC/ 6kg Hal), Non Weather Proof, Lockable, Hairline Finish, Lock & Key, Viewing Glass, Break Glass, Material : Stainless Steel SS304 | 7080030200000
6481 | 300mm(L) x 220mm(D) x 700mm(H) x 1.0mm - Cabinet For Fire Extinguisher (6/9kg ABC/ 6Kg Hal), Non Weather Proof, Non Lockable, Hairline Finish, Thumb Latch Knob, Viewing Glass, Material: Stainless Steel SS304 | 7080030300000
6482 | 300mm(W)x700mm(H)x220mm(D)x30mm(Frame)x1.0mm,Material Ss304, 6kgs/9kgs ABC Dry Powder Fire Extinguisher Cabinet, Recess Type, Hairline Finishing, C/w Plastic Thumb Latch Knob, Viewing Glass, Standard Wording In Red Colour | 7080030323001
6483 | 300mm(L) x 220mm(D) x 700mm(H) x 1.0mm - Cabinet For Fire Extinguisher (6/9kg ABC/6kg Hal),Non Weather Proof, Lockable, Hairline Finish, Lock & Key, Viewing Glass, Break Glass, Material: SS316 | 7080030400000
6484 | 300mm(L) x 220mm(D) x 700mm(H) x 1.0mm - Cabinet For Fire Extinguisher (6/9kg ABC/ 6kg Hal), Non Weather Proof, Non Lockable, Hairline Finish, Thumb Latch Knob, Viewing Glass, Material: SS316 | 7080030500000
6490 | 300Mm(L)X220Mm(D)X770Mm(H)X1.0Mm,,Cabinet For Fire Extinguisher ( 6 & 9Kg Abc, 6Kg Halotron), Weather Proof, Lockable,Hairline Finish,,Lock & Key, Break Glass, U-Rubber At All Glass,,Material: Ss316, | 7080030800000
6491 | 300Mm(L)X220Mm(D)X770Mm(H)X1.0Mm,,Cabinet For Fire Extinguisher ( 6 & 9Kg Abc, 6Kg Halotron), Weather Proof, Non Lockable,Hairline Finish,,Thumb Latch Knob,U-Rubber At All Glass,,Material: Ss316, | 7080030900000
6492 | 300Mm(L)X220Mm(D)X770Mm(H)X1.0Mm,,Cabinet For Fire Extinguisher ( 6 & 9Kg Abc, 6Kg Halotron), Weather Proof, Lockable,Hairline Finish,,Lock & Key, Break Glass, U-Rubber At All Glass,,Material: Ss304, | 7080031300000
6493 | 300Mm(L)X220Mm(D)X770Mm(H)X1.0Mm,,Cabinet For Fire Extinguisher ( 6 & 9Kg Abc, 6Kg Halotron), Weather Proof, Non Lockable,Hairline Finish,,Thumb Latch Knob,U-Rubber At All Glass,,Material: Ss304, | 7080031400000
6494 | 300Mm(L)X220Mm(D)X770Mm(H)X1.0Mm, Cabinet For Fire Extinguisher (6 & 9Kg Abc, 6Kg Halotron), Weather Proof, Non Lockable,Hairline Finish, Thumb Latch Knob,U-Rubber At All Glass, 4 Nos Of Legs (150mm), Material: Ss304, | 7080031424001
6497 | 800mm(H) x 800mm(W) x 361mm(D) x 1.2mm Hose Reel Cabinet - Wall Mounted, Non Weatherproof, Lockable, Red Colour, Lock & Key, Viewing Glass, Break Glass, Back of Cabinet Covered Up, Standard Wording in White Colour, Material: EG complete with 1" X 30m HP Hose Reel, Swing L-Bracket, Drum 585mm X 180mm, LG2 Double Waterway(Right), C/W MED, EN694 High Pressure Hose, C18 Jet/Spray Nozzle, Inlet: 1" NST(F), BS EN671-1, Material: SS316 | 7080050023001
6505 | 800mm(H) x 800mm(L) x 361mm(D) x 1.0mm - Cabinet For Hose Reel Wall Mounted, Non Weather Proof, Lockable, Hairline Finish, Lock & Key, Viewing Glass, Break Glass, Back Of Cabinet Is Not Fully Covered Up, Material: SS304 | 7080050300000
6506 | 800mm(H) x 800mm(L) x 361mm(D) x 1.0mm - Cabinet For Hose Reel Wall Mounted, Non Weather Proof, Non Lockable, Hairline Finish, Thumb Latch Knob, Viewing Glass, Back Of Cabinet Is Not Fully Covered Up, Material: SS304 | 7080050400000
6507 | 800mm(W)X800mm(H)X361mm(D)X1.0mm,Material: SS304,Hose Reel Cabinet,Wall Mounted,Non Weatherproof,Non Lockable,Hairline Finishing,Thumb Latch Knob,Viewing Glass,Door Opening From Right To Left,Back Of Cabinet Is Not Fully Covered Up,Standard Wording In Red Colour | 7080050418007
6508 | 800mm(H)X800mm(L)X361mm(D)X1.0mm,Cabinet For Hose Reel,Wall Mounted,Non Weatherproof,Non Lockable,Hairline Finish,Thumb Latch Knob,Viewing Glass,Door Open From Right To Left,Back Of Cabinet Is Not Fully Covered Up,Material: SS316 | 7080050419009
6509 | 800mm(W)X800mm(H)X361mm(D)X1.0mm,Material: SS304,Hose Reel Cabinet,Wall Mounted,Non Weatherproof,Non Lockable,Hairline,Thumb Latch Knob,Door Opening From Right to Left,Viewing Glass, Back Of Cabinet Is Fully Covered Up,Standard Wording In Red Colour | 7080050420003
6510 | 800mm(W) x 800mm(H) x 361mm(D) x 1.0mm, Hose Reel Cabinet Self Standing Legs (150mm each), Non Weatherproof, Non Lockable, Hairline Finishing, Thumb Latch Knob, Viewing Glass, Back Is Fully Cover Up, Standard Wording In Red Colour, Material: SS304 | 7080050422007
6511 | 800Mm(W)X800Mm(H)X400Mm(D)X1.0Mm Thk, Material : SS304 Plate, Hose Reel Cabinet, Wall Mounted, Non Lockable, Non-Weather Proof, Hairline Finishing, c/w Thumb Latch Knob, Viewing Glass, Back Of Cabinet is Fully Cover Up, Hose Reel Mounting Bracket at Left Side, Standard Wording in Red. | 7080050423001
6512 | 800mm(H) x 800mm(L) x 361mm(D) x 1.0mm, Hose Reel Cabinet - Wall Mounted, Non-Weather Proof, Lockable With Lock & Key, Hairline Finish, Viewing Glass, Break Glass, Back Of Cabinet Not Fully Covered Up, Material: SS316 | 7080050500000
6513 | 800mm(H) x 800mm(L) x 361mm(D) x 1.0mm, Cabinet For Hose Reel Wall Mounted, Non Weather Proof, Non-Lockable, Hairline Finish, Thumb Latch Knob, Viewing Glass, Back Of Cabinet Is Not Fully Covered Up, Material: SS316, | 7080050600000
6528 | 800Mm(H)X800Mm(L)X100Mm(D)X30Mm Framex1.0Mm,,Cabinet For Hose Reel Frame & Door, Non Weather Proof, Lockable,Hairline Finish,,Lock & Key, Viewing Glass, Break Glass,,Material: Ss304, | 7080052100000
6529 | 800mm(W) X 800mm(H) X 100mm(D) X 30mm Frame X 1.0mm - Cabinet For Hose Reel Frame & Door, Non Weather Proof, Non Lockable, Hairline Finish, Thumb Latch Knob, Viewing Glass, Material: SS304 | 7080052200000
6532 | 800Mm(H)X800Mm(L)X100Mm(D)X30Mm Framex1.0Mm,,Cabinet For Hose Reel Frame & Door, Non Weather Proof, Non Lockable,Hairline Finish,,Push Lock w/o key, Viewing Glass,,Material: Ss304, | 7080052223003
6533 | 800Mm(H)X800Mm(L)X100Mm(D)X30Mm Framex1.0Mm, Cabinet For Hose Reel Frame & Door, Non Weather Proof, Non Lockable,Hairline Finish,Thumb Latch Knob, Full Panel Door With Standard Wording, Door Open From Right To Left, Material: Ss304 | 7080052224001
6539 | 800mm(W) X 900mm(H) x 361mm(D) X 1.0mm - Cabinet For Hose Reel Wall Mounted, Weather Proof, Lockable,Hairline Finish, Lock & Key, Viewing Glass, Break Glass, Back Of Cabinet Is Fully Covered Up, Material: SS316, | 7080052800000
6540 | 800mm(L) x 361mm(D) x 900mm(H) x 1.0mm, Cabinet For Hose Reel Wall Mounted, Weather Proof, Non-Lockable, Hairline Finish, Thumb Latch Knob, Viewing Glass, Back Of Cabinet Is Fully Covered Up, Material: SS316 | 7080052900000
6541 | 900mm(W) x 900mm(W) x 500mm(D) x 1.0mm, Material : SS316, Hose Reel Cabinet, Floor Mounted, Lockable, Non Directional Finishing, C/w Spring Lock, Top Slanted Front to Back, Break Glass, Bottom Of The Cabinet Is Hollow, Full Panel Door Without Wording | 7080052923002
6542 | 800mm(W) X 900mm(H) x 361mm(D) X 1.5mm - Cabinet For Hose Reel Floor Mounted, Non-Weather Proof,Slope Backwards, Magnetic Push Latch Lock,Satin Finish, Big Viewing Glass, Back Of Cabinet Is Fully Covered Up, Material: SS316 | 7080052925001
6545 | 800mm(H) X 800mm(L) X 361mm(D) X 1.0mm - Cabinet For Hose Reel Wall Mounted, Non Weather Proof, Lockable,( Hairline Finish ),,Spring Lock, Temper Glass, Back Of Cabinet Is Not Fully Covered Up, SS575 : 2012,,Material: SS304 | 7080053100000
6546 | 800mm(H) x 800mm(L) x 361mm(D) x Overall Thk 1.6mm Cabinet For Hose Reel, Wall Mounted, Non Weather Proof, Lockable, Red Colour, Spring Lock cw Handle, 3mm Plain Viewing Glass, Back Of Cabinet Is Not Fully Covered Up, Standard Wording In White Colour, Material: SS304 | 7080053125001
6547 | 800mm(H) x 800mm(L) x 361mm(D) x 1.0mm - Cabinet For Hose Reel Wall Mounted, Non Weather Proof, Lockable,Hairline Finish, Spring Lock, Temper Glass, Back Of Cabinet Is Not Fully Covered Up, SS575:2012, Material: SS316 | 7080053200000
6549 | 800mm(W) X 900mm(H) x 361mm(D) X 1.0mm - Cabinet For Hose Reel Wall Mounted, Weather Proof, Lockable,Hairline Finish, Spring Lock, Temper Glass, Back Of Cabinet Is Fully Covered Up, SS575:2012, Material: SS316 | 7080053400000
6551 | 800Mm(L)X361Mm(D)X900Mm(H)X1.0Mm,,Cabinet For Hose Reel Wall Mounted, Weather Proof, Lockable,Hairline Finish,,Spring Lock, Temper Glass, Back Of Cabinet Is Fully Covered Up,,Material: Ss304, | 7080053600000
6552 | 800mm(L) x 361mm(D) x 900mm(H) x 1.0mm, Cabinet For Hose Reel Wall Mounted, Weather Proof, Non-Lockable,Hairline Finish, Thumb Latch Knob, Viewing Glass, Back Of Cabinet Is Fully Covered Up, Material: SS304 | 7080053700000
6553 | 800mm(L)X361mm(D)X900mm(H)X1.0mm,Cabinet For Hose Reel,Wall Mounted,Slanting Roof Top,Non Lockable,Weatherproof,Hairline,Thumb Latch Knob,Viewing Glass,Back Of Cabinet Is Not Covered Up,Material: SS304 | 7080053720001
6554 | 800mm(W) x 900mm(H) x 361mm(D) x 1.0mm, Material: Ss304, Hose Reel Cabinet, Floor Mounted, Non Lockable, Weather Proof, Hairline Finishing, C/w Plastic Thumb Latch Knob, Viewing Glass, Slanted Roof, Back Of Cabinet Is Fully Covered Up, Standard Wording In Red Colour | 7080053722001
6555 | 800mm(W) x 900mm(H) x 361mm(D) x 1.0mm, Material: Ss304, Hose Reel Cabinet, Floor Mounted, Non Lockable, Weather Proof, Hairline Finishing, C/w Plastic Thumb Latch Knob, Viewing Glass, Slanted Roof, Back Of Cabinet Is Fully Covered Up, Standard Wording & Fire Extinguisher Wording In Red Colour | 7080053724002
6556 | 800mm(W) x 900mm(H) x 361mm(D) x 1.0mm, Material: Ss304, Hose Reel Cabinet, Floor Mounted, Door Open Right to Left, Non Lockable, Weather Proof, Hairline Finishing, C/w Plastic Thumb Latch Knob, Viewing Glass, Slanted Roof, Back Of Cabinet Is Fully Covered Up, Standard Wording & Fire Extinguisher Wording In Red Colour | 7080053724003
6557 | 800mm(W)X900mm(H)X361mm(D)X1.0mm, Material: SS304,Self Standing Hose Reel Cabinet, Weather Proof , Non-Lockable,Hairline Finishing, Thumb Latch Knob, Full Panel Door, 4 Nos Legs (300mm),Back Of Cabinet Fully Covered Up, Standard Wording In Red Colour | 7080053724005
6558 | 800mm(W) X 900mm(H) X 361mm(D) X 1.0mm - Cabinet For Hose Reel Wall Mounted, Weather Proof, Lockable,Hairline Finish, Lock & Key, Viewing Glass, Break Glass, Back Of Cabinet Is Fully Covered Up, Material: SS304, | 7080053800000
6559 | 800mm(W) X 900mm(H) X 361mm(D) X 1.0mm - Self Standing Cabinet For Hose Reel, Weather Proof, Lockable,Hairline Finish, Lock & Key, Viewing Glass, Break Glass, Back Of Cabinet Is Fully Covered Up, Material: SS304, Legs (150mm) | 7080053825001
6573 | 800mm(H) x 800mm(L) x 361mm(D) x 1.0mm Cabinet For Hose Reel Wall Mounted, Non Weather Proof, Non Lockable, Back Cover, Hairline Finish, Thumb Latch Knob, Viewing Glass, Back Of Cabinet Is Fully Covered Up, Material: SS304 | 7080054000000
6574 | 800mm(H) x 800mm(L) x 361mm(D) x 1.0mm Cabinet For Hose Reel Wall Mounted, Non Weather Proof, Lockable, Back Cover, Hairline Finish, Lock and Key, Viewing Glass, Back Of Cabinet Is Fully Covered Up, Material: SS304 | 7080054000001
6575 | 800Mm(H)X800Mm(L)X361Mm(D)X1.0Mm,Cabinet For Hose Reel Wall Mounted, Non Weather Proof, Lockable, Hairline Finish, Spring Lock, Temper Glass, Back Of Cabinet Is Fully Covered Up, Material: Ss304, | 7080054000002
6576 | 800Mm(H)X800Mm(L)X361Mm(D)X1.0Mm,Cabinet For Hose Reel Wall Mounted,Non Weather Proof,Non Lockable,Back Cover,Hairline Finish,Thumb Latch Knob,Viewing Glass,Back Of Cabinet Is Fully Covered Up,4 Holes Right Side, Bottom U Shape Holes,Material: Ss304. (Back of Cabinet No Need Hole) | 7080054023001
6577 | 800mm(W)X800mm(H)X361mm(D)X1.0mm, Material: SS304,Self Standing Hose Reel Cabinet, Non-Weather Proof , Non-Lockable, Hairline Finishing, Thumb Latch Knob, Viewing Glass, 4 Nos Legs (500mm)c/w Supporting Bar,Back Of Cabinet Fully Covered Up, Standard Wording In Red Colour, | 7080054025001
6578 | 800mm(W)X800mm(H)X361mm(D)X1.0mm,Material: SS304,Self Standing Hose Reel Cabinet,Non Lockable,Non weather Proof,c/w Thumb Latch Knob,Viewing Glass, 4 Nos Legs (300mm),Back Of Cabinet Fully Covered Up without hole,Standard Wording In Red. | 7080054025005
6579 | 800Mm(H)X800Mm(L)X361Mm(D)X1.0Mm,,Cabinet For Hose Reel Wall Mounted, Non Weather Proof, Non-Lockable, Back Cover,,Hairline Finish,,Thumb Latch Knob, Viewing Glass, Back Of Cabinet Is Fully Covered Up,,Material: Ss316, | 7080054100000
6580 | 800mm(L) x 361mm(D) x 800mm(H) x 1.5mm, Cabinet For Hose Reel Wall Mounted, Non-Weather Proof, Non-Lockable,Red Colour Powder Coated, Cylindrical Lock, Viewing Glass, Back Of Cabinet Is Fully Covered Up, Material: SS316, Standard Wording In White Colour, c/w 1"X30m Manual Hose Reel (Model: HR-1SW). | 7080054123001
6583 | 570mm (L) x 395mm (H) x 305mm (D) x 1.0mm - Cabinet For 2 Way Breeching Inlet, Recess 'Dry Riser Breeching Inlet', Hairline Finish c/w Spring Lock, 6mm Wire Glass, Material: SS304 | 7080060100000
6584 | 570mm(L) x 395mm(H) x 305mm(D) x 1.0mm - Cabinet For 2Way Breeching Inlet, Recess 'Dry Riser Breeching Inlet', Hairline Finish c/w Spring Lock, 6mm Wire Glass, Material: SS316 | 7080060200000
6586 | 595mm(L)X395mm(H)X295mm(D)X1mm, Cabinet For Breeching Inlet 2 Way Recess, 'Dry Riser Breeching Inlet', Hairline, Spring Lock, 6mm Wire Glass, BS5041-5, Material : SS304 | 7080060321001
6587 | 595mm(L)X395mm(H)X295mm(D)X1mm, Cabinet For Breeching Inlet 2 Way Recess, 'Dry Riser Breeching Inlet', Hairline, Spring Lock, 6mm Wire Glass, BS5041-5, Material : SS316 | 7080060321002
6595 | Cabinet For 4 Way Breeching Inlet - Recess 'Sprinkler Breeching Inlet', Hairline Finish c/w Spring Lock, 6mm Wire Glass, 570mm (L) x 570mm (H) x 305mm (D), Material : 1.0mm SS304 | 7080070100000
6596 | 570mm(L) x 570mm(H) x 305mm(D) x 1.0mm - Cabinet For 4 Way Breeching Inlet, Recess 'Sprinkler Breeching Inlet', Hairline Finish c/w Spring Lock, 6mm Wire Glass, Material: SS316 | 7080070200000
6598 | Cabinet For 4 Way Breeching Inlet - Recess 'Dry Riser Breeching Inlet', Hairline Finish c/w Spring Lock, 6mm Wire Glass, 570mm (L) x 570mm (H) x 305mm (D), Material : 1.0mm SS304 | 7080071300000
6599 | Cabinet For 4 Way Breeching Inlet - Recess 'Wet Riser Breeching Inlet', Hairline Finish c/w Spring Lock, 6mm Wire Glass, 570mm (L) x 570mm (H) x 305mm (D), Material : 1.0mm SS304 | 7080071400000
6602 | 595mm(L)x595mm(H)x295mm(D)x38mm(F)x1.0mm, Cabinet For Breeching Inlet 4 Way Recess, 'Dry Riser Breeching Inlet', Hairline, Spring Lock, 6mm Wire Glass, BS5041-5, Material : SS304 | 7080071621001
6603 | 595mm(L)x595mm(H)x295mm(D)x38mm(F)x1.0mm, Cabinet For Breeching Inlet 4 Way Recess, 'Dry Riser Breeching Inlet', Hairline, Spring Lock, 6mm Wire Glass, BS5041-5, Material : SS316 | 7080071621002
6605 | 595mm(L)x595mm(H)x295mm(D)x38mm(F)x1.0mm, Cabinet For Breeching Inlet 4 Way Recess, 'Sprinkler Breeching Inlet', Hairline, Spring Lock, 6mm Wire Glass, BS5041-5, Material : SS304 | 7080071621007
6607 | 595mm(L)x595mm(H)x295mm(D)x38mm(F)x1.0mm, Cabinet For Breeching Inlet 4 Way Recess, 'Hydrant Breeching Inlet', Hairline, Spring Lock, 6mm Wire Glass, BS5041-5, Material : SS316 | 7080071624002
6608 | 595mm(L)x595mm(H)x295mm(D)x38mm(F)x1.0mm, Cabinet For Breeching Inlet 4 Way Recess, 'Sprinkler Breeching Inlet', Hairline, Spring Lock, 6mm Wire Glass, BS5041-5, Material : SS316 | 7080071624003
6612 | 595mm(L)x595mm(H)x295mm(D)x38mm(F)x1.0mm, Cabinet For Breeching Inlet 4 Way Recess, Hairline, Spring Lock, 6mm Wire Glass, BS5041-5, Material : SS316Wording 1: WR/SPK TANK BREECHING INLET, Wording 2: HYDRANT TANK BREECHING INLET, Wording 3: SPK CONTROL VALVE BREECHING INLET. | 7080071625006
6613 | Cabinet For Single Fire Hose - Wall Mounted, Non Weather Proof, Hairline Finish c/w Spring Lock, 5mm Plain Viewing Glass, 650mm (W) x 608mm (H) x 250mm (D), Material : 1.0mm SS304 | 7080080100000
6614 | 650mm(W) x 608mm(H) x 250mm(D) x 1.0mm - Cabinet For Single Fire Hose, Wall Mounted, Non Weather Proof, Hairline Finish c/w Spring Lock, 5mm Plain Viewing Glass, Material: SS316 | 7080080200000
6616 | Cabinet For Single Fire Hose - Wall Mounted, Weather Proof, Hairline Finish c/w Spring Lock, U-Rubber At All Glass, Plain Viewing Glass, 650mm (W) x 680mm (H) x 250mm (D), Material : 1.0mm SS316 | 7080080500000
6617 | Cabinet For Single Fire Hose - Wall Mounted, Weather Proof, Hairline Finish c/w Spring Lock, U-Rubber At All Glass, Plain Viewing Glass, 650mm (W) x 680mm (H) x 250mm (D), Material : 1.0mm SS304 | 7080081600000
6619 | Recess Type Fire Fighting Locker (Type A), Double Door Cabinet, W 650mm x H 650mm x D 280mm x Frame 20mm x Thickness 1.2 mm,Non Lockable Stainless Steel Cylindrical Lock, Material: Mild Steel, Colour: Red (RAL 3001), White Colour Arial Narrow Bold Wording: COMBATE A INCÊNDIO COM ÁGUA | 7080082223001
6621 | Cabinet For Single Fire Hose (Fire Code 2018) - Wall Mounted, Non-Weather Proof, Hairline Finish c/w Spring Lock, 4mm Tempered Viewing Glass, 690mm (W) x 640mm (H) x 250mm (D), Material : 1.0mm SS304 | 7080082400000
6622 | 690Mm(L)X640Mm(H)X250Mm(D)X1.0Mm,Cabinet For Fire Hose, Single,Wall Mounted, Non Weather Proof,Hairline Finish,Spring Lock,4 Mm Tempered Viewing Glass,Material : Ss316, | 7080082420001
6623 | 690Mm(L)X640Mm(H)X250Mm(D)X1.0Mm,,Cabinet For Fire Hose, Single, Wall Mounted, Non Weather Proof,Spring Lock,4 Mm Viewing Glass,Red Colour Powder Coating, Standard Wording in White, Material : Ss304. | 7080082423001
6624 | 690Mm(L)X640Mm(H)X250Mm(D)X1.0Mm,Cabinet For Single Fire Hose, Wall Mounted, Non Weather Proof, Hairline Finish, Non-Lockable with Thumb Latch Knob, 4 Mm Tempered Viewing Glass, Material : Ss316 | 7080082424001
6626 | Cabinet For Single Fire Hose (Fire Code 2018) - Wall Mounted, Weather Proof, Hairline Finish c/w Spring Lock, U-Rubber At All Glass, 4mm Tempered Viewing Glass, 690mm (W) x 715mm (H) x 250mm (D), Material : 1.0mm SS316 | 7080082600000
6627 | Cabinet For Single Fire Hose (Fire Code 2018) - Wall Mounted, Weather Proof, Hairline Finish c/w Spring Lock, U-Rubber At All Glass, 4mm Tempered Viewing Glass, 690mm (W) x 715mm (H) x 250mm (D), Material : 1.0mm SS304 | 7080082600001
6634 | 350mm(L) x 220mm(D) x 750mm(H) x 1.0mm - Cabinet For Fire Extinguisher (5kg CO2), Non Weather Proof, Lockable, Hairline Finish, Lock & Key, Viewing Glass, Break Glass, Material : SS304 | 7080150200000
6635 | 350Mm(L)X220Mm(D)X750Mm(H)X1.0Mm,,Cabinet For Fire Extinguisher ( 5Kg Co2), Non Weather Proof, Lockable,Hairline Finish,,Lock & Key, Viewing Glass, Break Glass,,Material : Ss316 | 7080150217001
6637 | 350mm(L) x 220mm(D) x 750mm(H) x 1.0mm - Cabinet For Fire Extinguisher (5kg CO2), Non Weather Proof, Non Lockable, Hairline Finish, Thumb Latch Knob, Viewing Glass, Material: SS304 | 7080150300000
6638 | 350mm(L) x 220mm(D) x 800mm(H) x 1.5mm - Cabinet For Fire Extinguisher Recess Type, Non Weather Proof, Non Lockable, Satin Finish, Thumb Latch Knob, Tempered Glass Viewing, Material: Stainless Steel SS304 | 7080150325001
6639 | 350mm(L) x 220mm(D) x 750mm(H) x 1.0mm - Cabinet For Fire Extinguisher (5kg CO2), Non Weather Proof, Lockable, Hairline Finish, Lock & Key, Viewing Glass, Break Glass, Material: SS316 | 7080150400000
6640 | 350mm(L) x 220mm(D) x 750mm(H) x 1.0mm - Cabinet For Fire Extinguisher (5kg CO2), Non Weather Proof, Non Lockable, Hairline Finish, Thumb Latch Knob, Viewing Glass, Material: SS316 | 7080150500000
6643 | 350Mm(L)X220Mm(D)X820Mm(H)X1.0Mm,,Cabinet For Fire Extinguisher ( 5Kg Co2), Weather Proof, Lockable,Hairline Finish,,Lock & Key, Break Glass, U-Rubber At All Glass,,Material: Ss316, | 7080150800000
6644 | 350Mm(L)X220Mm(D)X820Mm(H)X1.0Mm,,Cabinet For Fire Extinguisher ( 5Kg Co2), Weather Proof, Non Lockable,Hairline Finish,,Thumb Latch Knob,U-Rubber At All Glass,,Material: Ss316, | 7080150900000
6645 | 350Mm(L)X220Mm(D)X820Mm(H)X1.0Mm,,Cabinet For Fire Extinguisher ( 5Kg Co2), Weather Proof, Non Lockable,Hairline Finish,,Thumb Latch Knob,U-Rubber At All Glass,,Material: Ss304, | 7080151000000
6646 | 350Mm(L)X220Mm(D)X820Mm(H)X1.0Mm,,Cabinet For Fire Extinguisher ( 5Kg Co2), Weather Proof, Lockable,Hairline Finish,,Lock & Key, Break Glass, U-Rubber At All Glass,,Material: Ss304, | 7080151100000
6651 | Cabinet For 2 Way Breeching Inlet - Wall Mounted 'Dry Riser Breeching Inlet', Hairline Finish c/w Spring Lock, 6mm Wire Glass, 570mm (L) x 395mm (H) x 305mm (D), Material : 1.0mm SS304 | 7080170100000
6652 | 570mm(L) x 395mm(H) x 305mm(D) x 1.0mm - Cabinet For 2Way Breeching Inlet, Wall Mounted 'Dry Riser Breeching Inlet', Hairline Finish c/w Spring Lock, 6mm Wire Glass, Material: SS316 | 7080170200000
6654 | 595mm(L)x395mm(H)x295mm(D)x1mm, Cabinet For Breeching Inlet 2 Way Wall Mount, 'Dry Riser Breeching Inlet', Hairline, Spring Lock, 6mm Wire Glass, BS5041-5, Material : SS304 | 7080170321001
6655 | 595mm(L)x395mm(H)x295mm(D)x1mm, Cabinet For Breeching Inlet 2 Way Wall Mount, 'Dry Riser Breeching Inlet', Hairline, Spring Lock, 6mm Wire Glass, BS5041-5, Material : SS316 | 7080170321002
6657 | 595mm(L)x395mm(H)x295mm(D)x1mm, Cabinet For Breeching Inlet 2 Way Wall Mount, Wording 'Water Mist Breeching Inlet', Hairline Finished, Spring Lock, 6mm Wire Glass, BS5041-5, Material : SS304 | 7080170324001
6662 | 570mm (L) x 570mm (H) x 305mm (D) x 1.0mm - Cabinet For 4Way Breeching Inlet - Wall Mounted 'Sprinkler Breeching Inlet', Hairline Finish c/w Spring Lock, 6mm Wire Glass, Material: SS304 | 7080180100000
6663 | 570mm(L) x 570mm(H) x 305mm(D) x 1.0mm - Cabinet For 4Way Breeching Inlet, Wall Mounted 'Sprinkler Breeching Inlet', Hairline Finish c/w Spring Lock, 6mm Wire Glass, Material: SS316 | 7080180200000
6666 | 595mm(L)x595mm(H)x295mm(D)x1mm, Cabinet For Breeching Inlet 4 Way Wall Mount, 'SPRINKLER BREECHING INLET', Hairline, Spring Lock, 6mm Wire Glass, BS5041-5, Material : SS304 | 7080180421001
6668 | 595mm(L)x595mm(H)x295mm(D)x1mm, Cabinet For Breeching Inlet 4 Way Wall Mount 'DRY RISER BREECHING INLET', Hairline, Spring Lock, 6mm Wire Glass, BS5041-5, Material : SS304 | 7080180421005
6669 | 595mm(L)x595mm(H)x295mm(D)x1mm,Cabinet For 4 Way Breeching Inlet (BS 5041-5)-Wall Mounted 'Sprinkler Breeching Inlet',Hairline,c/w Spring Lock,6mm Wire Glass,Material: SS316 | 7080180422001
6671 | 595mm(L)x595mm(H)x295mm(D)x1mm, Cabinet For Breeching Inlet 4 Way Wall Mount,"Sprinkler Breeching Inlet," Hairline finish, c/w Full Panel Door ,Cylindrical Lock, Material : SS304 | 7080180423002
6672 | 595mm(L)x595mm(H)x295mm(D)x1mm, Cabinet For Breeching Inlet 4 Way Wall Mount, 'Waterspray Breeching Inlet', Hairline, Spring Lock, 6mm Wire Glass, BS5041-5, Material : SS304 | 7080180425006
6674 | 650mm(W) x 608mm(H) x 350mm(D) x 1.0mm - Cabinet For Double Fire Hose, Wall Mounted, Non Weather Proof, Hairline Finish c/w Spring Lock, 5mm Plain Viewing Glass, Material: SS304 | 7080190100000
6676 | Cabinet For Double Fire Hose - Wall Mounted, Weather Proof, Hairline Finish c/w Spring Lock, 5mm Plain Viewing Glass, 650mm (W) x 700mm (H) x 350mm (D), Material : 1.0mm SS304 | 7080190400000
6679 | 690mm(W) x 640mm(H) x 350mm(D) x 1.0mm - Cabinet For Double Fire Hose (Fire Code 2018), Wall Mounted, Non-Weather Proof, Hairline Finish c/w Spring Lock, 4mm Tempered Viewing Glass, Material: SS304 | 7080190700000
6680 | 690Mm(L)X640Mm(H)X350Mm(D)X1.0Mm,,Cabinet For Fire Hose, Double, Wall Mounted, Non Weather Proof,Red Colour Powder Coating, Standard Wording in White,Spring Lock,4 Mm Viewing Glass,Material : Ss304, | 7080190723001
6682 | Cabinet For Double Fire Hose (Fire Code 2018) - Wall Mounted, Weather Proof, Hairline Finish c/w Spring Lock, U-Rubber At All Glass, 4mm Tempered Viewing Glass, 690mm (W) x 735mm (H) x 350mm (D), Material : 1.0mm SS304 | 7080190900000
6684 | Self-Standing Cabinet For 2x Fire Hose - Weather Proof, c/w Chrome Handle With Lock & Key, Hairline Finished,Break Glass, 740mm (W) x 1363mm (H) x 280mm (D), Material : SS304 1.5mm | 7080200022001
6698 | 595mm(L) x 395mm(H) x 100mm(D) x 38mm Frame x 1.0mm, Cabinet For Breeching Inlet 2 Way Frame & Door, 'Dry Riser Breeching Inlet', Hairline, Spring Lock, 6mm Wire Glass, BS5041-5, Material : SS304 | 7080280721001
6699 | 595mm(L)x395mm(H)x100mm(D)x38mm Frame x 1mm, Cabinet For Breeching Inlet 2 Way Frame & Door, 'Dry Riser Breeching Inlet', Hairline, Spring Lock, 6mm Wire Glass, BS5041-5, Material : SS316 | 7080280721002
6703 | Cabinet For 4 Way Breeching Inlet - Recess 'Sprinkler Breeching Inlet', Hairline Finishing c/w Spring Lock, Back of Cabinet Without Fully Cover Up and bend 30mm, 6mm Wire Glass, Standard Wording In Red Colour, 570mm (L) x 570mm (H) x 305mm (D), Material : 1.0mm SS304 | 7080290125001
6709 | 595mm(H) x 595mm(L) x 100mm(D) x 38mm Frame x 1.0mm, Cabinet For Breeching Inlet 4 Way Frame & Door, 'Dry Riser Breeching Inlet', Hairline, Spring Lock, 6mm Wire Glass, BS5041-5, Material : SS304 | 7080290721005
6711 | 595mm(H) x 595mm(L) x 100mm(D) x 38mm Frame x 1.0mm, Cabinet For Breeching Inlet 4 Way Frame & Door, 'Sprinkler Breeching Inlet', Hairline, Spring Lock, 6mm Wire Glass, BS5041-5, Material : SS304 | 7080290723003
6716 | Self-Standing Cabinet for 2 X Combat 25kg Store Pressure ABC Mobile Fire Extinguisher c/w Lock & Key and Slanted Roof, Finishing Red Colour Marine Paint, 1200mm (H) X 1200mm (W) X 700mm (D) 1.5mm Thickness, Self Standing Legs (150mm), Material: SS316 | 7080400625001
6421 | 220mm(W) x 175mm(D) x 510mm(H) x 1.0mm, Cabinet For Fire Extinguisher (1,2,3kg ABC/2kg Halotron), Suitable for In-Door, Non Weather Proof, Lockable, Hairline Finish, Lock & Key, Viewing Glass, Break Glass, Material : SS304 | 7080010000001
6422 | 220mm(W) x 175mm(D) x 510mm(H) x 1.0mm - Cabinet For Fire Extinguisher (1,2,3kg ABC/ 2kg Hal), Suitable for In-Door, Non Weather Proof, Lockable, Hairline Finish, Lock & Key, Viewing Glass, Break Glass, Material : SS316 | 7080010000002
6425 | 220mm(W) x 175mm(D) x 510mm(H) x 1.0mm - Cabinet For Fire Extinguisher (1,2,3kg ABC, 2kg Hal), Suitable for In-Door, Non Weather Proof, Non Lockable, Hairline Finish, Thumb Latch Knob, Viewing Glass, Material : SS304 | 7080010100001
6426 | 220mm(W) x 175mm(D) x 510mm(H) x 1.0mm - Cabinet For Fire Extinguisher ( 1,2,3kg ABC/ 2kg Hal), Suitable for In-Door, Non Weather Proof, Non Lockable, Hairline Finish, Thumb Latch Knob, Viewing Glass, Material: SS316 | 7080010100002
6428 | 220mm(W) x 175mm(D) x 510mm(H) x 1.0mm, Cabinet For Fire Extinguisher (1,2,3kg ABC/2kg Halotron), Non Weather Proof, Lockable, Hairline Finish, Lock & Key, Viewing Glass, Break Glass, Material : SS304 | 7080010200000
6430 | 220Mm(W)X175Mm(D)X510Mm(H)X1.0Mm,Cabinet For Fire Extinguisher ( 1,2,3Kg Abc, 2Kg Halotron),Recess Type, Non Weather Proof, Lockable,Hairline Finish,,Lock & Key, Viewing Glass, Break Glass,,Material : Ss304, | 7080010225002
6431 | 220mm(W) x 175mm(D) x 510mm(H) x 1.0mm - Cabinet For Fire Extinguisher (1,2,3kg ABC, 2kg Hal), Non Weather Proof, Non Lockable, Hairline Finish, Thumb Latch Knob, Viewing Glass, Material : SS304 | 7080010300000
6432 | 220mm(W)X175mm(D)X510mm(H)X30mm(F)X1.0mm,Material: SS304,Cabinet For Fire Extinguisher (1,2,3kg ABC, 2kg Halotron),Recess Type,Non Weatherproof,Non Lockable,Hairline,Thumb Latch Knob,Viewing Glass, Standard Wording In Red Colour | 7080010318001
6433 | 220mm(W) x 175mm(D) x 510mm(H) x 1.0mm - Cabinet For Fire Extinguisher (1,2,3kg ABC/ 2kg Hal), Non Weather Proof, Lockable, Hairline Finish, Lock & Key, Viewing Glass, Break Glass, Material : SS316 | 7080010400000
6434 | 220Mm(W)X175Mm(D)X510Mm(H)X30Mm(Frame)X1.0Mm,Recess Cabinet For Fire Extinguisher ( 1,2,3Kg Abc, 2Kg Halotron), Non Weather Proof, Lockable,Hairline Finish,,Lock & Key, Viewing Glass, Break Glass,,Material : Ss316 | 7080010425001
6435 | 220mm(W) x 175mm(D) x 510mm(H) x 1.0mm - Cabinet For Fire Extinguisher ( 1,2,3kg ABC/ 2kg Hal), Non Weather Proof, Non Lockable, Hairline Finish, Thumb Latch Knob, Viewing Glass, Material: SS316 | 7080010500000
6438 | 220Mm(W)X175Mm(D)X575Mm(H)X1.0Mm,Cabinet For Fire Extinguisher ( 1,2,3Kg Abc, 2Kg Halotron), Weather Proof, Lockable,Hairline Finish,,Lock & Key, Break Glass, U-Rubber At All Glass,,Material: Ss316, | 7080010800000
6439 | 220Mm(W)X175Mm(D)X575Mm(H)X1.0Mm,Cabinet For Fire Extinguisher ( 1,2,3Kg Abc, 2Kg Halotron), Weather Proof, Non Lockable,Hairline Finish,,Thumb Latch Knob,U-Rubber At All Glass,,Material: Ss316, | 7080010900000
6440 | 220Mm(W)X175Mm(D)X575Mm(H)X1.0Mm,Cabinet For Fire Extinguisher ( 1,2,3Kg Abc, 2Kg Halotron), Weather Proof, Non Lockable,Hairline Finish,,Thumb Latch Knob,U-Rubber At All Glass,,Material: Ss304, | 7080011000000
6441 | 220mm(W) x 175mm(D) x 575mm(H) x 1.0mm, Cabinet For Fire Extinguisher (1,2,3kg ABC/ 2kg Halotron), Weather Proof, Lockable, Hairline Finish, Lock & Key, Break Glass, U-Rubber At All Glass, Material: SS304 | 7080011100000
6443 | 260mm(L) x 200mm(D) x 540mm(H) x 1.0mm - Cabinet For Fire Extinguisher (4kg ABC/4kg Hal/2kg CO2), Suitable for In-Door, Non Weather Proof, Lockable, Hairline Finish, Lock & Key, Viewing Glass, Break Glass, Material : SS304 | 7080020000001
6444 | 260mm(L) x 200mm(D) x 540mm(H) x 1.0mm - Cabinet For Fire Extinguisher (4kg ABC/Hal/2kg CO2), Suitable for In-Door, Non Weather Proof, Lockable, Hairline Finish, Lock & Key, Viewing Glass, Break Glass, Material: SS316 | 7080020000002
6446 | 260mm(L) x 200mm(D) x 540mm(H) x 1.0mm, Cabinet For Fire Extinguisher (4kg ABC, 4kg Halotron, 2kg CO2), Suitable for In-Door, Non Weather-Proof, Non Lockable, Hairline Finish, Thumb Latch Knob, Viewing Glass, Material : SS304 | 7080020100001
6447 | 260mm(L) x 200mm(D) x 540mm(H) x 1.0mm - Cabinet For Fire Extinguisher (4kg ABC/Hal/2kg CO2), Suitable for In-Door, Non Weather Proof, Non Lockable, Hairline Finish, Thumb Latch Knob, Viewing Glass, Material: SS316 | 7080020100002
6452 | 260mm(L) x 200mm(D) x 540mm(H) x 1.0mm - Cabinet For Fire Extinguisher (4kg ABC/4kg Hal/2kg CO2), Non Weather Proof, Lockable, Hairline Finish, Lock & Key, Viewing Glass, Break Glass, Material : SS304 | 7080020200000
6453 | 260mm(W)X200Mm(D)X540mm(H)X30mm(Frame)x1.0mm,Recess Cabinet For Fire Extinguisher ( 4Kg Abc, 4Kg Halotron, 2Kg Co2), Non Weather Proof, Lockable, Hairline Finish,Lock & Key , Material : SS304 | 7080020224001
6454 | 260mm(L) x 200mm(D) x 540mm(H) x 1.0mm, Cabinet For Fire Extinguisher (4kg ABC, 4kg Halotron, 2kg CO2), Non Weather-Proof, Non Lockable, Hairline Finish, Thumb Latch Knob, Viewing Glass, Material : SS304 | 7080020300000
6455 | 260mm(W) x 540mm(H) x 200mm(D) x 1.0mm, Material: Ss304, 4kgs Fire Extinguisher Cabinet, Wall Mounted, Non Weather Proof, Non Lockable, Hairline Finishing, C/w Push Lock, Viewing Glass, Standard Wording In Red Colour, | 7080020318001
6456 | 260Mm(L)X200Mm(D)X540Mm(H)X1.6Mm,Cabinet For Fire Extinguisher ( 4Kg Abc, 4Kg Halotron, 2Kg Co2), Non Weather Proof, Non Lockable,Hairline Finish,,Thumb Latch Knob, Viewing Glass,,Material : Ss304, | 7080020325001
6457 | 260mm(L) x 200mm(D) x 540mm(H) x 1.0mm - Cabinet For Fire Extinguisher (4kg ABC/Hal/2kg CO2), Non Weather Proof, Lockable, Hairline Finish, Lock & Key, Viewing Glass, Break Glass, Material: SS316 | 7080020400000
6458 | 260mm(L) x 200mm(D) x 540mm(H) x 1.0mm - Cabinet For Fire Extinguisher (4kg ABC/Hal/2kg CO2), Non Weather Proof, Lockable, Hairline Finish, Lock & Key, With Recess Type Handle , Viewing Glass, Break Glass, Material: SS316 | 7080020423001
6459 | 260mm(L) x 200mm(D) x 540mm(H) x 1.0mm - Cabinet For Fire Extinguisher (4kg ABC/Hal/2kg CO2), Floor Mounted, Non Weather Proof, Non Lockable, Hairline Finish, Lock & Key, With Recess Type Handle , Viewing Glass, Material: SS316 With Base Plate Height 460mm | 7080020423002
6460 | 260mm(L) x 200mm(D) x 540mm(H) x 1.0mm - Cabinet For Fire Extinguisher (4kg ABC/Hal/2kg CO2), Non Weather Proof, Non Lockable, Hairline Finish, Thumb Latch Knob, Viewing Glass, Material: SS316 | 7080020500000
6461 | 260mm(L) x 200mm(D) x 540mm(H) x 1.0mm - Cabinet For Fire Extinguisher (4kg ABC/Hal/2kg CO2), Floor Mounted, Non Weather Proof, Non Lockable, Hairline Finish, Thumb Latch Knob, Viewing Glass, Material: SS316 | 7080020523001
6462 | 260mm(L) x 200mm(D) x 540mm(H) x 1.0mm - Cabinet For Fire Extinguisher (4kg ABC/Hal/2kg CO2), Non Weather Proof, Non Lockable, Non Mounting Holes, Hairline Finish, Thumb Latch Knob, Viewing Glass, Material: SS316 | 7080020523002
6466 | 260Mm(L)X200Mm(D)X610Mm(H)X1.0Mm,Cabinet For Fire Extinguisher ( 4Kg Abc, 4Kg Halotron, 2Kg Co2), Weather Proof, Lockable,Hairline Finish,,Lock & Key, Break Glass, U-Rubber At All Glass,,Material: Ss316, | 7080021100000
6467 | 260Mm(L)X200Mm(D)X610Mm(H)X1.0Mm,,Cabinet For Fire Extinguisher ( 4Kg Abc, 4Kg Halotron, 2Kg Co2), Weather Proof, Non Lockable,Hairline Finish,,Thumb Latch Knob, Viewing Glass, U-Rubber At All Glass,,Material: Ss316, | 7080021200000
6468 | 260Mm(L)X200Mm(D)X610Mm(H)X1.0Mm,,Cabinet For Fire Extinguisher ( 4Kg Abc, 4Kg Halotron, 2Kg Co2), Weather Proof, Non Lockable,Hairline Finish,,Thumb Latch Knob, Viewing Glass, U-Rubber At All Glass,,Material: Ss304, | 7080021300000
6469 | 260Mm(L)X200Mm(D)X610Mm(H)X1.0Mm,Cabinet For Fire Extinguisher ( 4Kg Abc, 4Kg Halotron, 2Kg Co2), Weather Proof, Lockable,Hairline Finish,,Lock & Key, Break Glass, U-Rubber At All Glass,,Material: Ss304, | 7080021400000
6470 | 340mm(L)X200mm(D)X760mm(H)X1.0mm,Cabinet For Fire Extinguisher,Non-Weather Proof,Wall Mounted,Non-Lockable,Hairline Finish,Round Push Lock,Viewing Tempered Glass,Slanted from 760mm to 560mm,Material: Ss304, | 7080021422002
6472 | 300mm(L) x 220mm(D) x 700mm(H) x 1.0mm - Cabinet For Fire Extinguisher (6kg/9kg ABC/ 6kg Hal), Suitable for In-Door, Non Weather Proof, Lockable, Hairline Finish, Lock & Key, Viewing Glass, Break Glass, Material : Stainless Steel SS304 | 7080030000001
6473 | 300mm(L) x 220mm(D) x 700mm(H) x 1.0mm - Cabinet For Fire Extinguisher (6/9kg ABC/6kg Hal), Suitable for In-door, Non Weather Proof, Lockable, Hairline Finish, Lock & Key, Viewing Glass, Break Glass, Material: SS316 | 7080030000002
6475 | 300mm(L) x 220mm(D) x 700mm(H) x 1.0mm - Cabinet For Fire Extinguisher (6/9kg ABC/ 6Kg Hal), Suitable for In-Door, Non Weather Proof, Non Lockable, Hairline Finish, Thumb Latch Knob, Viewing Glass, Material: Stainless Steel SS304 | 7080030100001
6476 | 300mm(L) x 220mm(D) x 700mm(H) x 1.0mm - Cabinet For Fire Extinguisher (6/9kg ABC/ 6kg Hal), Suitable for In-door, Non Weather Proof, Non Lockable, Hairline Finish, Thumb Latch Knob, Viewing Glass, Material: SS316 | 7080030100002
6480 | 300mm(L) x 220mm(D) x 700mm(H) x 1.0mm - Cabinet For Fire Extinguisher (6kg/9kg ABC/ 6kg Hal), Non Weather Proof, Lockable, Hairline Finish, Lock & Key, Viewing Glass, Break Glass, Material : Stainless Steel SS304 | 7080030200000
6481 | 300mm(L) x 220mm(D) x 700mm(H) x 1.0mm - Cabinet For Fire Extinguisher (6/9kg ABC/ 6Kg Hal), Non Weather Proof, Non Lockable, Hairline Finish, Thumb Latch Knob, Viewing Glass, Material: Stainless Steel SS304 | 7080030300000
6482 | 300mm(W)x700mm(H)x220mm(D)x30mm(Frame)x1.0mm,Material Ss304, 6kgs/9kgs ABC Dry Powder Fire Extinguisher Cabinet, Recess Type, Hairline Finishing, C/w Plastic Thumb Latch Knob, Viewing Glass, Standard Wording In Red Colour | 7080030323001
6483 | 300mm(L) x 220mm(D) x 700mm(H) x 1.0mm - Cabinet For Fire Extinguisher (6/9kg ABC/6kg Hal),Non Weather Proof, Lockable, Hairline Finish, Lock & Key, Viewing Glass, Break Glass, Material: SS316 | 7080030400000
6484 | 300mm(L) x 220mm(D) x 700mm(H) x 1.0mm - Cabinet For Fire Extinguisher (6/9kg ABC/ 6kg Hal), Non Weather Proof, Non Lockable, Hairline Finish, Thumb Latch Knob, Viewing Glass, Material: SS316 | 7080030500000
6490 | 300Mm(L)X220Mm(D)X770Mm(H)X1.0Mm,,Cabinet For Fire Extinguisher ( 6 & 9Kg Abc, 6Kg Halotron), Weather Proof, Lockable,Hairline Finish,,Lock & Key, Break Glass, U-Rubber At All Glass,,Material: Ss316, | 7080030800000
6491 | 300Mm(L)X220Mm(D)X770Mm(H)X1.0Mm,,Cabinet For Fire Extinguisher ( 6 & 9Kg Abc, 6Kg Halotron), Weather Proof, Non Lockable,Hairline Finish,,Thumb Latch Knob,U-Rubber At All Glass,,Material: Ss316, | 7080030900000
6492 | 300Mm(L)X220Mm(D)X770Mm(H)X1.0Mm,,Cabinet For Fire Extinguisher ( 6 & 9Kg Abc, 6Kg Halotron), Weather Proof, Lockable,Hairline Finish,,Lock & Key, Break Glass, U-Rubber At All Glass,,Material: Ss304, | 7080031300000
6493 | 300Mm(L)X220Mm(D)X770Mm(H)X1.0Mm,,Cabinet For Fire Extinguisher ( 6 & 9Kg Abc, 6Kg Halotron), Weather Proof, Non Lockable,Hairline Finish,,Thumb Latch Knob,U-Rubber At All Glass,,Material: Ss304, | 7080031400000
6494 | 300Mm(L)X220Mm(D)X770Mm(H)X1.0Mm, Cabinet For Fire Extinguisher (6 & 9Kg Abc, 6Kg Halotron), Weather Proof, Non Lockable,Hairline Finish, Thumb Latch Knob,U-Rubber At All Glass, 4 Nos Of Legs (150mm), Material: Ss304, | 7080031424001
6497 | 800mm(H) x 800mm(W) x 361mm(D) x 1.2mm Hose Reel Cabinet - Wall Mounted, Non Weatherproof, Lockable, Red Colour, Lock & Key, Viewing Glass, Break Glass, Back of Cabinet Covered Up, Standard Wording in White Colour, Material: EG complete with 1" X 30m HP Hose Reel, Swing L-Bracket, Drum 585mm X 180mm, LG2 Double Waterway(Right), C/W MED, EN694 High Pressure Hose, C18 Jet/Spray Nozzle, Inlet: 1" NST(F), BS EN671-1, Material: SS316 | 7080050023001
6505 | 800mm(H) x 800mm(L) x 361mm(D) x 1.0mm - Cabinet For Hose Reel Wall Mounted, Non Weather Proof, Lockable, Hairline Finish, Lock & Key, Viewing Glass, Break Glass, Back Of Cabinet Is Not Fully Covered Up, Material: SS304 | 7080050300000
6506 | 800mm(H) x 800mm(L) x 361mm(D) x 1.0mm - Cabinet For Hose Reel Wall Mounted, Non Weather Proof, Non Lockable, Hairline Finish, Thumb Latch Knob, Viewing Glass, Back Of Cabinet Is Not Fully Covered Up, Material: SS304 | 7080050400000
6507 | 800mm(W)X800mm(H)X361mm(D)X1.0mm,Material: SS304,Hose Reel Cabinet,Wall Mounted,Non Weatherproof,Non Lockable,Hairline Finishing,Thumb Latch Knob,Viewing Glass,Door Opening From Right To Left,Back Of Cabinet Is Not Fully Covered Up,Standard Wording In Red Colour | 7080050418007
6508 | 800mm(H)X800mm(L)X361mm(D)X1.0mm,Cabinet For Hose Reel,Wall Mounted,Non Weatherproof,Non Lockable,Hairline Finish,Thumb Latch Knob,Viewing Glass,Door Open From Right To Left,Back Of Cabinet Is Not Fully Covered Up,Material: SS316 | 7080050419009
6509 | 800mm(W)X800mm(H)X361mm(D)X1.0mm,Material: SS304,Hose Reel Cabinet,Wall Mounted,Non Weatherproof,Non Lockable,Hairline,Thumb Latch Knob,Door Opening From Right to Left,Viewing Glass, Back Of Cabinet Is Fully Covered Up,Standard Wording In Red Colour | 7080050420003
6510 | 800mm(W) x 800mm(H) x 361mm(D) x 1.0mm, Hose Reel Cabinet Self Standing Legs (150mm each), Non Weatherproof, Non Lockable, Hairline Finishing, Thumb Latch Knob, Viewing Glass, Back Is Fully Cover Up, Standard Wording In Red Colour, Material: SS304 | 7080050422007
6511 | 800Mm(W)X800Mm(H)X400Mm(D)X1.0Mm Thk, Material : SS304 Plate, Hose Reel Cabinet, Wall Mounted, Non Lockable, Non-Weather Proof, Hairline Finishing, c/w Thumb Latch Knob, Viewing Glass, Back Of Cabinet is Fully Cover Up, Hose Reel Mounting Bracket at Left Side, Standard Wording in Red. | 7080050423001
6512 | 800mm(H) x 800mm(L) x 361mm(D) x 1.0mm, Hose Reel Cabinet - Wall Mounted, Non-Weather Proof, Lockable With Lock & Key, Hairline Finish, Viewing Glass, Break Glass, Back Of Cabinet Not Fully Covered Up, Material: SS316 | 7080050500000
6513 | 800mm(H) x 800mm(L) x 361mm(D) x 1.0mm, Cabinet For Hose Reel Wall Mounted, Non Weather Proof, Non-Lockable, Hairline Finish, Thumb Latch Knob, Viewing Glass, Back Of Cabinet Is Not Fully Covered Up, Material: SS316, | 7080050600000
6528 | 800Mm(H)X800Mm(L)X100Mm(D)X30Mm Framex1.0Mm,,Cabinet For Hose Reel Frame & Door, Non Weather Proof, Lockable,Hairline Finish,,Lock & Key, Viewing Glass, Break Glass,,Material: Ss304, | 7080052100000
6529 | 800mm(W) X 800mm(H) X 100mm(D) X 30mm Frame X 1.0mm - Cabinet For Hose Reel Frame & Door, Non Weather Proof, Non Lockable, Hairline Finish, Thumb Latch Knob, Viewing Glass, Material: SS304 | 7080052200000
6532 | 800Mm(H)X800Mm(L)X100Mm(D)X30Mm Framex1.0Mm,,Cabinet For Hose Reel Frame & Door, Non Weather Proof, Non Lockable,Hairline Finish,,Push Lock w/o key, Viewing Glass,,Material: Ss304, | 7080052223003
6533 | 800Mm(H)X800Mm(L)X100Mm(D)X30Mm Framex1.0Mm, Cabinet For Hose Reel Frame & Door, Non Weather Proof, Non Lockable,Hairline Finish,Thumb Latch Knob, Full Panel Door With Standard Wording, Door Open From Right To Left, Material: Ss304 | 7080052224001
6539 | 800mm(W) X 900mm(H) x 361mm(D) X 1.0mm - Cabinet For Hose Reel Wall Mounted, Weather Proof, Lockable,Hairline Finish, Lock & Key, Viewing Glass, Break Glass, Back Of Cabinet Is Fully Covered Up, Material: SS316, | 7080052800000
6540 | 800mm(L) x 361mm(D) x 900mm(H) x 1.0mm, Cabinet For Hose Reel Wall Mounted, Weather Proof, Non-Lockable, Hairline Finish, Thumb Latch Knob, Viewing Glass, Back Of Cabinet Is Fully Covered Up, Material: SS316 | 7080052900000
6541 | 900mm(W) x 900mm(W) x 500mm(D) x 1.0mm, Material : SS316, Hose Reel Cabinet, Floor Mounted, Lockable, Non Directional Finishing, C/w Spring Lock, Top Slanted Front to Back, Break Glass, Bottom Of The Cabinet Is Hollow, Full Panel Door Without Wording | 7080052923002
6542 | 800mm(W) X 900mm(H) x 361mm(D) X 1.5mm - Cabinet For Hose Reel Floor Mounted, Non-Weather Proof,Slope Backwards, Magnetic Push Latch Lock,Satin Finish, Big Viewing Glass, Back Of Cabinet Is Fully Covered Up, Material: SS316 | 7080052925001
6545 | 800mm(H) X 800mm(L) X 361mm(D) X 1.0mm - Cabinet For Hose Reel Wall Mounted, Non Weather Proof, Lockable,( Hairline Finish ),,Spring Lock, Temper Glass, Back Of Cabinet Is Not Fully Covered Up, SS575 : 2012,,Material: SS304 | 7080053100000
6546 | 800mm(H) x 800mm(L) x 361mm(D) x Overall Thk 1.6mm Cabinet For Hose Reel, Wall Mounted, Non Weather Proof, Lockable, Red Colour, Spring Lock cw Handle, 3mm Plain Viewing Glass, Back Of Cabinet Is Not Fully Covered Up, Standard Wording In White Colour, Material: SS304 | 7080053125001
6547 | 800mm(H) x 800mm(L) x 361mm(D) x 1.0mm - Cabinet For Hose Reel Wall Mounted, Non Weather Proof, Lockable,Hairline Finish, Spring Lock, Temper Glass, Back Of Cabinet Is Not Fully Covered Up, SS575:2012, Material: SS316 | 7080053200000
6549 | 800mm(W) X 900mm(H) x 361mm(D) X 1.0mm - Cabinet For Hose Reel Wall Mounted, Weather Proof, Lockable,Hairline Finish, Spring Lock, Temper Glass, Back Of Cabinet Is Fully Covered Up, SS575:2012, Material: SS316 | 7080053400000
6551 | 800Mm(L)X361Mm(D)X900Mm(H)X1.0Mm,,Cabinet For Hose Reel Wall Mounted, Weather Proof, Lockable,Hairline Finish,,Spring Lock, Temper Glass, Back Of Cabinet Is Fully Covered Up,,Material: Ss304, | 7080053600000
6552 | 800mm(L) x 361mm(D) x 900mm(H) x 1.0mm, Cabinet For Hose Reel Wall Mounted, Weather Proof, Non-Lockable,Hairline Finish, Thumb Latch Knob, Viewing Glass, Back Of Cabinet Is Fully Covered Up, Material: SS304 | 7080053700000
6553 | 800mm(L)X361mm(D)X900mm(H)X1.0mm,Cabinet For Hose Reel,Wall Mounted,Slanting Roof Top,Non Lockable,Weatherproof,Hairline,Thumb Latch Knob,Viewing Glass,Back Of Cabinet Is Not Covered Up,Material: SS304 | 7080053720001
6554 | 800mm(W) x 900mm(H) x 361mm(D) x 1.0mm, Material: Ss304, Hose Reel Cabinet, Floor Mounted, Non Lockable, Weather Proof, Hairline Finishing, C/w Plastic Thumb Latch Knob, Viewing Glass, Slanted Roof, Back Of Cabinet Is Fully Covered Up, Standard Wording In Red Colour | 7080053722001
6555 | 800mm(W) x 900mm(H) x 361mm(D) x 1.0mm, Material: Ss304, Hose Reel Cabinet, Floor Mounted, Non Lockable, Weather Proof, Hairline Finishing, C/w Plastic Thumb Latch Knob, Viewing Glass, Slanted Roof, Back Of Cabinet Is Fully Covered Up, Standard Wording & Fire Extinguisher Wording In Red Colour | 7080053724002
6556 | 800mm(W) x 900mm(H) x 361mm(D) x 1.0mm, Material: Ss304, Hose Reel Cabinet, Floor Mounted, Door Open Right to Left, Non Lockable, Weather Proof, Hairline Finishing, C/w Plastic Thumb Latch Knob, Viewing Glass, Slanted Roof, Back Of Cabinet Is Fully Covered Up, Standard Wording & Fire Extinguisher Wording In Red Colour | 7080053724003
6557 | 800mm(W)X900mm(H)X361mm(D)X1.0mm, Material: SS304,Self Standing Hose Reel Cabinet, Weather Proof , Non-Lockable,Hairline Finishing, Thumb Latch Knob, Full Panel Door, 4 Nos Legs (300mm),Back Of Cabinet Fully Covered Up, Standard Wording In Red Colour | 7080053724005
6558 | 800mm(W) X 900mm(H) X 361mm(D) X 1.0mm - Cabinet For Hose Reel Wall Mounted, Weather Proof, Lockable,Hairline Finish, Lock & Key, Viewing Glass, Break Glass, Back Of Cabinet Is Fully Covered Up, Material: SS304, | 7080053800000
6559 | 800mm(W) X 900mm(H) X 361mm(D) X 1.0mm - Self Standing Cabinet For Hose Reel, Weather Proof, Lockable,Hairline Finish, Lock & Key, Viewing Glass, Break Glass, Back Of Cabinet Is Fully Covered Up, Material: SS304, Legs (150mm) | 7080053825001
6573 | 800mm(H) x 800mm(L) x 361mm(D) x 1.0mm Cabinet For Hose Reel Wall Mounted, Non Weather Proof, Non Lockable, Back Cover, Hairline Finish, Thumb Latch Knob, Viewing Glass, Back Of Cabinet Is Fully Covered Up, Material: SS304 | 7080054000000
6574 | 800mm(H) x 800mm(L) x 361mm(D) x 1.0mm Cabinet For Hose Reel Wall Mounted, Non Weather Proof, Lockable, Back Cover, Hairline Finish, Lock and Key, Viewing Glass, Back Of Cabinet Is Fully Covered Up, Material: SS304 | 7080054000001
6575 | 800Mm(H)X800Mm(L)X361Mm(D)X1.0Mm,Cabinet For Hose Reel Wall Mounted, Non Weather Proof, Lockable, Hairline Finish, Spring Lock, Temper Glass, Back Of Cabinet Is Fully Covered Up, Material: Ss304, | 7080054000002
6576 | 800Mm(H)X800Mm(L)X361Mm(D)X1.0Mm,Cabinet For Hose Reel Wall Mounted,Non Weather Proof,Non Lockable,Back Cover,Hairline Finish,Thumb Latch Knob,Viewing Glass,Back Of Cabinet Is Fully Covered Up,4 Holes Right Side, Bottom U Shape Holes,Material: Ss304. (Back of Cabinet No Need Hole) | 7080054023001
6577 | 800mm(W)X800mm(H)X361mm(D)X1.0mm, Material: SS304,Self Standing Hose Reel Cabinet, Non-Weather Proof , Non-Lockable, Hairline Finishing, Thumb Latch Knob, Viewing Glass, 4 Nos Legs (500mm)c/w Supporting Bar,Back Of Cabinet Fully Covered Up, Standard Wording In Red Colour, | 7080054025001
6578 | 800mm(W)X800mm(H)X361mm(D)X1.0mm,Material: SS304,Self Standing Hose Reel Cabinet,Non Lockable,Non weather Proof,c/w Thumb Latch Knob,Viewing Glass, 4 Nos Legs (300mm),Back Of Cabinet Fully Covered Up without hole,Standard Wording In Red. | 7080054025005
6579 | 800Mm(H)X800Mm(L)X361Mm(D)X1.0Mm,,Cabinet For Hose Reel Wall Mounted, Non Weather Proof, Non-Lockable, Back Cover,,Hairline Finish,,Thumb Latch Knob, Viewing Glass, Back Of Cabinet Is Fully Covered Up,,Material: Ss316, | 7080054100000
6580 | 800mm(L) x 361mm(D) x 800mm(H) x 1.5mm, Cabinet For Hose Reel Wall Mounted, Non-Weather Proof, Non-Lockable,Red Colour Powder Coated, Cylindrical Lock, Viewing Glass, Back Of Cabinet Is Fully Covered Up, Material: SS316, Standard Wording In White Colour, c/w 1"X30m Manual Hose Reel (Model: HR-1SW). | 7080054123001
6583 | 570mm (L) x 395mm (H) x 305mm (D) x 1.0mm - Cabinet For 2 Way Breeching Inlet, Recess 'Dry Riser Breeching Inlet', Hairline Finish c/w Spring Lock, 6mm Wire Glass, Material: SS304 | 7080060100000
6584 | 570mm(L) x 395mm(H) x 305mm(D) x 1.0mm - Cabinet For 2Way Breeching Inlet, Recess 'Dry Riser Breeching Inlet', Hairline Finish c/w Spring Lock, 6mm Wire Glass, Material: SS316 | 7080060200000
6586 | 595mm(L)X395mm(H)X295mm(D)X1mm, Cabinet For Breeching Inlet 2 Way Recess, 'Dry Riser Breeching Inlet', Hairline, Spring Lock, 6mm Wire Glass, BS5041-5, Material : SS304 | 7080060321001
6587 | 595mm(L)X395mm(H)X295mm(D)X1mm, Cabinet For Breeching Inlet 2 Way Recess, 'Dry Riser Breeching Inlet', Hairline, Spring Lock, 6mm Wire Glass, BS5041-5, Material : SS316 | 7080060321002
6595 | Cabinet For 4 Way Breeching Inlet - Recess 'Sprinkler Breeching Inlet', Hairline Finish c/w Spring Lock, 6mm Wire Glass, 570mm (L) x 570mm (H) x 305mm (D), Material : 1.0mm SS304 | 7080070100000
6596 | 570mm(L) x 570mm(H) x 305mm(D) x 1.0mm - Cabinet For 4 Way Breeching Inlet, Recess 'Sprinkler Breeching Inlet', Hairline Finish c/w Spring Lock, 6mm Wire Glass, Material: SS316 | 7080070200000
6598 | Cabinet For 4 Way Breeching Inlet - Recess 'Dry Riser Breeching Inlet', Hairline Finish c/w Spring Lock, 6mm Wire Glass, 570mm (L) x 570mm (H) x 305mm (D), Material : 1.0mm SS304 | 7080071300000
6599 | Cabinet For 4 Way Breeching Inlet - Recess 'Wet Riser Breeching Inlet', Hairline Finish c/w Spring Lock, 6mm Wire Glass, 570mm (L) x 570mm (H) x 305mm (D), Material : 1.0mm SS304 | 7080071400000
6602 | 595mm(L)x595mm(H)x295mm(D)x38mm(F)x1.0mm, Cabinet For Breeching Inlet 4 Way Recess, 'Dry Riser Breeching Inlet', Hairline, Spring Lock, 6mm Wire Glass, BS5041-5, Material : SS304 | 7080071621001
6603 | 595mm(L)x595mm(H)x295mm(D)x38mm(F)x1.0mm, Cabinet For Breeching Inlet 4 Way Recess, 'Dry Riser Breeching Inlet', Hairline, Spring Lock, 6mm Wire Glass, BS5041-5, Material : SS316 | 7080071621002
6605 | 595mm(L)x595mm(H)x295mm(D)x38mm(F)x1.0mm, Cabinet For Breeching Inlet 4 Way Recess, 'Sprinkler Breeching Inlet', Hairline, Spring Lock, 6mm Wire Glass, BS5041-5, Material : SS304 | 7080071621007
6607 | 595mm(L)x595mm(H)x295mm(D)x38mm(F)x1.0mm, Cabinet For Breeching Inlet 4 Way Recess, 'Hydrant Breeching Inlet', Hairline, Spring Lock, 6mm Wire Glass, BS5041-5, Material : SS316 | 7080071624002
6608 | 595mm(L)x595mm(H)x295mm(D)x38mm(F)x1.0mm, Cabinet For Breeching Inlet 4 Way Recess, 'Sprinkler Breeching Inlet', Hairline, Spring Lock, 6mm Wire Glass, BS5041-5, Material : SS316 | 7080071624003
6612 | 595mm(L)x595mm(H)x295mm(D)x38mm(F)x1.0mm, Cabinet For Breeching Inlet 4 Way Recess, Hairline, Spring Lock, 6mm Wire Glass, BS5041-5, Material : SS316Wording 1: WR/SPK TANK BREECHING INLET, Wording 2: HYDRANT TANK BREECHING INLET, Wording 3: SPK CONTROL VALVE BREECHING INLET. | 7080071625006
6613 | Cabinet For Single Fire Hose - Wall Mounted, Non Weather Proof, Hairline Finish c/w Spring Lock, 5mm Plain Viewing Glass, 650mm (W) x 608mm (H) x 250mm (D), Material : 1.0mm SS304 | 7080080100000
6614 | 650mm(W) x 608mm(H) x 250mm(D) x 1.0mm - Cabinet For Single Fire Hose, Wall Mounted, Non Weather Proof, Hairline Finish c/w Spring Lock, 5mm Plain Viewing Glass, Material: SS316 | 7080080200000
6616 | Cabinet For Single Fire Hose - Wall Mounted, Weather Proof, Hairline Finish c/w Spring Lock, U-Rubber At All Glass, Plain Viewing Glass, 650mm (W) x 680mm (H) x 250mm (D), Material : 1.0mm SS316 | 7080080500000
6617 | Cabinet For Single Fire Hose - Wall Mounted, Weather Proof, Hairline Finish c/w Spring Lock, U-Rubber At All Glass, Plain Viewing Glass, 650mm (W) x 680mm (H) x 250mm (D), Material : 1.0mm SS304 | 7080081600000
6619 | Recess Type Fire Fighting Locker (Type A), Double Door Cabinet, W 650mm x H 650mm x D 280mm x Frame 20mm x Thickness 1.2 mm,Non Lockable Stainless Steel Cylindrical Lock, Material: Mild Steel, Colour: Red (RAL 3001), White Colour Arial Narrow Bold Wording: COMBATE A INCÊNDIO COM ÁGUA | 7080082223001
6621 | Cabinet For Single Fire Hose (Fire Code 2018) - Wall Mounted, Non-Weather Proof, Hairline Finish c/w Spring Lock, 4mm Tempered Viewing Glass, 690mm (W) x 640mm (H) x 250mm (D), Material : 1.0mm SS304 | 7080082400000
6622 | 690Mm(L)X640Mm(H)X250Mm(D)X1.0Mm,Cabinet For Fire Hose, Single,Wall Mounted, Non Weather Proof,Hairline Finish,Spring Lock,4 Mm Tempered Viewing Glass,Material : Ss316, | 7080082420001
6623 | 690Mm(L)X640Mm(H)X250Mm(D)X1.0Mm,,Cabinet For Fire Hose, Single, Wall Mounted, Non Weather Proof,Spring Lock,4 Mm Viewing Glass,Red Colour Powder Coating, Standard Wording in White, Material : Ss304. | 7080082423001
6624 | 690Mm(L)X640Mm(H)X250Mm(D)X1.0Mm,Cabinet For Single Fire Hose, Wall Mounted, Non Weather Proof, Hairline Finish, Non-Lockable with Thumb Latch Knob, 4 Mm Tempered Viewing Glass, Material : Ss316 | 7080082424001
6626 | Cabinet For Single Fire Hose (Fire Code 2018) - Wall Mounted, Weather Proof, Hairline Finish c/w Spring Lock, U-Rubber At All Glass, 4mm Tempered Viewing Glass, 690mm (W) x 715mm (H) x 250mm (D), Material : 1.0mm SS316 | 7080082600000
6627 | Cabinet For Single Fire Hose (Fire Code 2018) - Wall Mounted, Weather Proof, Hairline Finish c/w Spring Lock, U-Rubber At All Glass, 4mm Tempered Viewing Glass, 690mm (W) x 715mm (H) x 250mm (D), Material : 1.0mm SS304 | 7080082600001
6634 | 350mm(L) x 220mm(D) x 750mm(H) x 1.0mm - Cabinet For Fire Extinguisher (5kg CO2), Non Weather Proof, Lockable, Hairline Finish, Lock & Key, Viewing Glass, Break Glass, Material : SS304 | 7080150200000
6635 | 350Mm(L)X220Mm(D)X750Mm(H)X1.0Mm,,Cabinet For Fire Extinguisher ( 5Kg Co2), Non Weather Proof, Lockable,Hairline Finish,,Lock & Key, Viewing Glass, Break Glass,,Material : Ss316 | 7080150217001
6637 | 350mm(L) x 220mm(D) x 750mm(H) x 1.0mm - Cabinet For Fire Extinguisher (5kg CO2), Non Weather Proof, Non Lockable, Hairline Finish, Thumb Latch Knob, Viewing Glass, Material: SS304 | 7080150300000
6638 | 350mm(L) x 220mm(D) x 800mm(H) x 1.5mm - Cabinet For Fire Extinguisher Recess Type, Non Weather Proof, Non Lockable, Satin Finish, Thumb Latch Knob, Tempered Glass Viewing, Material: Stainless Steel SS304 | 7080150325001
6639 | 350mm(L) x 220mm(D) x 750mm(H) x 1.0mm - Cabinet For Fire Extinguisher (5kg CO2), Non Weather Proof, Lockable, Hairline Finish, Lock & Key, Viewing Glass, Break Glass, Material: SS316 | 7080150400000
6640 | 350mm(L) x 220mm(D) x 750mm(H) x 1.0mm - Cabinet For Fire Extinguisher (5kg CO2), Non Weather Proof, Non Lockable, Hairline Finish, Thumb Latch Knob, Viewing Glass, Material: SS316 | 7080150500000
6643 | 350Mm(L)X220Mm(D)X820Mm(H)X1.0Mm,,Cabinet For Fire Extinguisher ( 5Kg Co2), Weather Proof, Lockable,Hairline Finish,,Lock & Key, Break Glass, U-Rubber At All Glass,,Material: Ss316, | 7080150800000
6644 | 350Mm(L)X220Mm(D)X820Mm(H)X1.0Mm,,Cabinet For Fire Extinguisher ( 5Kg Co2), Weather Proof, Non Lockable,Hairline Finish,,Thumb Latch Knob,U-Rubber At All Glass,,Material: Ss316, | 7080150900000
6645 | 350Mm(L)X220Mm(D)X820Mm(H)X1.0Mm,,Cabinet For Fire Extinguisher ( 5Kg Co2), Weather Proof, Non Lockable,Hairline Finish,,Thumb Latch Knob,U-Rubber At All Glass,,Material: Ss304, | 7080151000000
6646 | 350Mm(L)X220Mm(D)X820Mm(H)X1.0Mm,,Cabinet For Fire Extinguisher ( 5Kg Co2), Weather Proof, Lockable,Hairline Finish,,Lock & Key, Break Glass, U-Rubber At All Glass,,Material: Ss304, | 7080151100000
6651 | Cabinet For 2 Way Breeching Inlet - Wall Mounted 'Dry Riser Breeching Inlet', Hairline Finish c/w Spring Lock, 6mm Wire Glass, 570mm (L) x 395mm (H) x 305mm (D), Material : 1.0mm SS304 | 7080170100000
6652 | 570mm(L) x 395mm(H) x 305mm(D) x 1.0mm - Cabinet For 2Way Breeching Inlet, Wall Mounted 'Dry Riser Breeching Inlet', Hairline Finish c/w Spring Lock, 6mm Wire Glass, Material: SS316 | 7080170200000
6654 | 595mm(L)x395mm(H)x295mm(D)x1mm, Cabinet For Breeching Inlet 2 Way Wall Mount, 'Dry Riser Breeching Inlet', Hairline, Spring Lock, 6mm Wire Glass, BS5041-5, Material : SS304 | 7080170321001
6655 | 595mm(L)x395mm(H)x295mm(D)x1mm, Cabinet For Breeching Inlet 2 Way Wall Mount, 'Dry Riser Breeching Inlet', Hairline, Spring Lock, 6mm Wire Glass, BS5041-5, Material : SS316 | 7080170321002
6657 | 595mm(L)x395mm(H)x295mm(D)x1mm, Cabinet For Breeching Inlet 2 Way Wall Mount, Wording 'Water Mist Breeching Inlet', Hairline Finished, Spring Lock, 6mm Wire Glass, BS5041-5, Material : SS304 | 7080170324001
6662 | 570mm (L) x 570mm (H) x 305mm (D) x 1.0mm - Cabinet For 4Way Breeching Inlet - Wall Mounted 'Sprinkler Breeching Inlet', Hairline Finish c/w Spring Lock, 6mm Wire Glass, Material: SS304 | 7080180100000
6663 | 570mm(L) x 570mm(H) x 305mm(D) x 1.0mm - Cabinet For 4Way Breeching Inlet, Wall Mounted 'Sprinkler Breeching Inlet', Hairline Finish c/w Spring Lock, 6mm Wire Glass, Material: SS316 | 7080180200000
6666 | 595mm(L)x595mm(H)x295mm(D)x1mm, Cabinet For Breeching Inlet 4 Way Wall Mount, 'SPRINKLER BREECHING INLET', Hairline, Spring Lock, 6mm Wire Glass, BS5041-5, Material : SS304 | 7080180421001
6668 | 595mm(L)x595mm(H)x295mm(D)x1mm, Cabinet For Breeching Inlet 4 Way Wall Mount 'DRY RISER BREECHING INLET', Hairline, Spring Lock, 6mm Wire Glass, BS5041-5, Material : SS304 | 7080180421005
6669 | 595mm(L)x595mm(H)x295mm(D)x1mm,Cabinet For 4 Way Breeching Inlet (BS 5041-5)-Wall Mounted 'Sprinkler Breeching Inlet',Hairline,c/w Spring Lock,6mm Wire Glass,Material: SS316 | 7080180422001
6671 | 595mm(L)x595mm(H)x295mm(D)x1mm, Cabinet For Breeching Inlet 4 Way Wall Mount,"Sprinkler Breeching Inlet," Hairline finish, c/w Full Panel Door ,Cylindrical Lock, Material : SS304 | 7080180423002
6672 | 595mm(L)x595mm(H)x295mm(D)x1mm, Cabinet For Breeching Inlet 4 Way Wall Mount, 'Waterspray Breeching Inlet', Hairline, Spring Lock, 6mm Wire Glass, BS5041-5, Material : SS304 | 7080180425006
6674 | 650mm(W) x 608mm(H) x 350mm(D) x 1.0mm - Cabinet For Double Fire Hose, Wall Mounted, Non Weather Proof, Hairline Finish c/w Spring Lock, 5mm Plain Viewing Glass, Material: SS304 | 7080190100000
6676 | Cabinet For Double Fire Hose - Wall Mounted, Weather Proof, Hairline Finish c/w Spring Lock, 5mm Plain Viewing Glass, 650mm (W) x 700mm (H) x 350mm (D), Material : 1.0mm SS304 | 7080190400000
6679 | 690mm(W) x 640mm(H) x 350mm(D) x 1.0mm - Cabinet For Double Fire Hose (Fire Code 2018), Wall Mounted, Non-Weather Proof, Hairline Finish c/w Spring Lock, 4mm Tempered Viewing Glass, Material: SS304 | 7080190700000
6680 | 690Mm(L)X640Mm(H)X350Mm(D)X1.0Mm,,Cabinet For Fire Hose, Double, Wall Mounted, Non Weather Proof,Red Colour Powder Coating, Standard Wording in White,Spring Lock,4 Mm Viewing Glass,Material : Ss304, | 7080190723001
6682 | Cabinet For Double Fire Hose (Fire Code 2018) - Wall Mounted, Weather Proof, Hairline Finish c/w Spring Lock, U-Rubber At All Glass, 4mm Tempered Viewing Glass, 690mm (W) x 735mm (H) x 350mm (D), Material : 1.0mm SS304 | 7080190900000
6684 | Self-Standing Cabinet For 2x Fire Hose - Weather Proof, c/w Chrome Handle With Lock & Key, Hairline Finished,Break Glass, 740mm (W) x 1363mm (H) x 280mm (D), Material : SS304 1.5mm | 7080200022001
6698 | 595mm(L) x 395mm(H) x 100mm(D) x 38mm Frame x 1.0mm, Cabinet For Breeching Inlet 2 Way Frame & Door, 'Dry Riser Breeching Inlet', Hairline, Spring Lock, 6mm Wire Glass, BS5041-5, Material : SS304 | 7080280721001
6699 | 595mm(L)x395mm(H)x100mm(D)x38mm Frame x 1mm, Cabinet For Breeching Inlet 2 Way Frame & Door, 'Dry Riser Breeching Inlet', Hairline, Spring Lock, 6mm Wire Glass, BS5041-5, Material : SS316 | 7080280721002
6703 | Cabinet For 4 Way Breeching Inlet - Recess 'Sprinkler Breeching Inlet', Hairline Finishing c/w Spring Lock, Back of Cabinet Without Fully Cover Up and bend 30mm, 6mm Wire Glass, Standard Wording In Red Colour, 570mm (L) x 570mm (H) x 305mm (D), Material : 1.0mm SS304 | 7080290125001
6709 | 595mm(H) x 595mm(L) x 100mm(D) x 38mm Frame x 1.0mm, Cabinet For Breeching Inlet 4 Way Frame & Door, 'Dry Riser Breeching Inlet', Hairline, Spring Lock, 6mm Wire Glass, BS5041-5, Material : SS304 | 7080290721005
6711 | 595mm(H) x 595mm(L) x 100mm(D) x 38mm Frame x 1.0mm, Cabinet For Breeching Inlet 4 Way Frame & Door, 'Sprinkler Breeching Inlet', Hairline, Spring Lock, 6mm Wire Glass, BS5041-5, Material : SS304 | 7080290723003
6716 | Self-Standing Cabinet for 2 X Combat 25kg Store Pressure ABC Mobile Fire Extinguisher c/w Lock & Key and Slanted Roof, Finishing Red Colour Marine Paint, 1200mm (H) X 1200mm (W) X 700mm (D) 1.5mm Thickness, Self Standing Legs (150mm), Material: SS316 | 7080400625001
6421 | 220mm(W) x 175mm(D) x 510mm(H) x 1.0mm, Cabinet For Fire Extinguisher (1,2,3kg ABC/2kg Halotron), Suitable for In-Door, Non Weather Proof, Lockable, Hairline Finish, Lock & Key, Viewing Glass, Break Glass, Material : SS304 | 7080010000001
6422 | 220mm(W) x 175mm(D) x 510mm(H) x 1.0mm - Cabinet For Fire Extinguisher (1,2,3kg ABC/ 2kg Hal), Suitable for In-Door, Non Weather Proof, Lockable, Hairline Finish, Lock & Key, Viewing Glass, Break Glass, Material : SS316 | 7080010000002
6425 | 220mm(W) x 175mm(D) x 510mm(H) x 1.0mm - Cabinet For Fire Extinguisher (1,2,3kg ABC, 2kg Hal), Suitable for In-Door, Non Weather Proof, Non Lockable, Hairline Finish, Thumb Latch Knob, Viewing Glass, Material : SS304 | 7080010100001
6426 | 220mm(W) x 175mm(D) x 510mm(H) x 1.0mm - Cabinet For Fire Extinguisher ( 1,2,3kg ABC/ 2kg Hal), Suitable for In-Door, Non Weather Proof, Non Lockable, Hairline Finish, Thumb Latch Knob, Viewing Glass, Material: SS316 | 7080010100002
6428 | 220mm(W) x 175mm(D) x 510mm(H) x 1.0mm, Cabinet For Fire Extinguisher (1,2,3kg ABC/2kg Halotron), Non Weather Proof, Lockable, Hairline Finish, Lock & Key, Viewing Glass, Break Glass, Material : SS304 | 7080010200000
6430 | 220Mm(W)X175Mm(D)X510Mm(H)X1.0Mm,Cabinet For Fire Extinguisher ( 1,2,3Kg Abc, 2Kg Halotron),Recess Type, Non Weather Proof, Lockable,Hairline Finish,,Lock & Key, Viewing Glass, Break Glass,,Material : Ss304, | 7080010225002
6431 | 220mm(W) x 175mm(D) x 510mm(H) x 1.0mm - Cabinet For Fire Extinguisher (1,2,3kg ABC, 2kg Hal), Non Weather Proof, Non Lockable, Hairline Finish, Thumb Latch Knob, Viewing Glass, Material : SS304 | 7080010300000
6432 | 220mm(W)X175mm(D)X510mm(H)X30mm(F)X1.0mm,Material: SS304,Cabinet For Fire Extinguisher (1,2,3kg ABC, 2kg Halotron),Recess Type,Non Weatherproof,Non Lockable,Hairline,Thumb Latch Knob,Viewing Glass, Standard Wording In Red Colour | 7080010318001
6433 | 220mm(W) x 175mm(D) x 510mm(H) x 1.0mm - Cabinet For Fire Extinguisher (1,2,3kg ABC/ 2kg Hal), Non Weather Proof, Lockable, Hairline Finish, Lock & Key, Viewing Glass, Break Glass, Material : SS316 | 7080010400000
6434 | 220Mm(W)X175Mm(D)X510Mm(H)X30Mm(Frame)X1.0Mm,Recess Cabinet For Fire Extinguisher ( 1,2,3Kg Abc, 2Kg Halotron), Non Weather Proof, Lockable,Hairline Finish,,Lock & Key, Viewing Glass, Break Glass,,Material : Ss316 | 7080010425001
6435 | 220mm(W) x 175mm(D) x 510mm(H) x 1.0mm - Cabinet For Fire Extinguisher ( 1,2,3kg ABC/ 2kg Hal), Non Weather Proof, Non Lockable, Hairline Finish, Thumb Latch Knob, Viewing Glass, Material: SS316 | 7080010500000
6438 | 220Mm(W)X175Mm(D)X575Mm(H)X1.0Mm,Cabinet For Fire Extinguisher ( 1,2,3Kg Abc, 2Kg Halotron), Weather Proof, Lockable,Hairline Finish,,Lock & Key, Break Glass, U-Rubber At All Glass,,Material: Ss316, | 7080010800000
6439 | 220Mm(W)X175Mm(D)X575Mm(H)X1.0Mm,Cabinet For Fire Extinguisher ( 1,2,3Kg Abc, 2Kg Halotron), Weather Proof, Non Lockable,Hairline Finish,,Thumb Latch Knob,U-Rubber At All Glass,,Material: Ss316, | 7080010900000
6440 | 220Mm(W)X175Mm(D)X575Mm(H)X1.0Mm,Cabinet For Fire Extinguisher ( 1,2,3Kg Abc, 2Kg Halotron), Weather Proof, Non Lockable,Hairline Finish,,Thumb Latch Knob,U-Rubber At All Glass,,Material: Ss304, | 7080011000000
6441 | 220mm(W) x 175mm(D) x 575mm(H) x 1.0mm, Cabinet For Fire Extinguisher (1,2,3kg ABC/ 2kg Halotron), Weather Proof, Lockable, Hairline Finish, Lock & Key, Break Glass, U-Rubber At All Glass, Material: SS304 | 7080011100000
6443 | 260mm(L) x 200mm(D) x 540mm(H) x 1.0mm - Cabinet For Fire Extinguisher (4kg ABC/4kg Hal/2kg CO2), Suitable for In-Door, Non Weather Proof, Lockable, Hairline Finish, Lock & Key, Viewing Glass, Break Glass, Material : SS304 | 7080020000001
6444 | 260mm(L) x 200mm(D) x 540mm(H) x 1.0mm - Cabinet For Fire Extinguisher (4kg ABC/Hal/2kg CO2), Suitable for In-Door, Non Weather Proof, Lockable, Hairline Finish, Lock & Key, Viewing Glass, Break Glass, Material: SS316 | 7080020000002
6446 | 260mm(L) x 200mm(D) x 540mm(H) x 1.0mm, Cabinet For Fire Extinguisher (4kg ABC, 4kg Halotron, 2kg CO2), Suitable for In-Door, Non Weather-Proof, Non Lockable, Hairline Finish, Thumb Latch Knob, Viewing Glass, Material : SS304 | 7080020100001
6447 | 260mm(L) x 200mm(D) x 540mm(H) x 1.0mm - Cabinet For Fire Extinguisher (4kg ABC/Hal/2kg CO2), Suitable for In-Door, Non Weather Proof, Non Lockable, Hairline Finish, Thumb Latch Knob, Viewing Glass, Material: SS316 | 7080020100002
6452 | 260mm(L) x 200mm(D) x 540mm(H) x 1.0mm - Cabinet For Fire Extinguisher (4kg ABC/4kg Hal/2kg CO2), Non Weather Proof, Lockable, Hairline Finish, Lock & Key, Viewing Glass, Break Glass, Material : SS304 | 7080020200000
6453 | 260mm(W)X200Mm(D)X540mm(H)X30mm(Frame)x1.0mm,Recess Cabinet For Fire Extinguisher ( 4Kg Abc, 4Kg Halotron, 2Kg Co2), Non Weather Proof, Lockable, Hairline Finish,Lock & Key , Material : SS304 | 7080020224001
6454 | 260mm(L) x 200mm(D) x 540mm(H) x 1.0mm, Cabinet For Fire Extinguisher (4kg ABC, 4kg Halotron, 2kg CO2), Non Weather-Proof, Non Lockable, Hairline Finish, Thumb Latch Knob, Viewing Glass, Material : SS304 | 7080020300000
6455 | 260mm(W) x 540mm(H) x 200mm(D) x 1.0mm, Material: Ss304, 4kgs Fire Extinguisher Cabinet, Wall Mounted, Non Weather Proof, Non Lockable, Hairline Finishing, C/w Push Lock, Viewing Glass, Standard Wording In Red Colour, | 7080020318001
6456 | 260Mm(L)X200Mm(D)X540Mm(H)X1.6Mm,Cabinet For Fire Extinguisher ( 4Kg Abc, 4Kg Halotron, 2Kg Co2), Non Weather Proof, Non Lockable,Hairline Finish,,Thumb Latch Knob, Viewing Glass,,Material : Ss304, | 7080020325001
6457 | 260mm(L) x 200mm(D) x 540mm(H) x 1.0mm - Cabinet For Fire Extinguisher (4kg ABC/Hal/2kg CO2), Non Weather Proof, Lockable, Hairline Finish, Lock & Key, Viewing Glass, Break Glass, Material: SS316 | 7080020400000
6458 | 260mm(L) x 200mm(D) x 540mm(H) x 1.0mm - Cabinet For Fire Extinguisher (4kg ABC/Hal/2kg CO2), Non Weather Proof, Lockable, Hairline Finish, Lock & Key, With Recess Type Handle , Viewing Glass, Break Glass, Material: SS316 | 7080020423001
6459 | 260mm(L) x 200mm(D) x 540mm(H) x 1.0mm - Cabinet For Fire Extinguisher (4kg ABC/Hal/2kg CO2), Floor Mounted, Non Weather Proof, Non Lockable, Hairline Finish, Lock & Key, With Recess Type Handle , Viewing Glass, Material: SS316 With Base Plate Height 460mm | 7080020423002
6460 | 260mm(L) x 200mm(D) x 540mm(H) x 1.0mm - Cabinet For Fire Extinguisher (4kg ABC/Hal/2kg CO2), Non Weather Proof, Non Lockable, Hairline Finish, Thumb Latch Knob, Viewing Glass, Material: SS316 | 7080020500000
6461 | 260mm(L) x 200mm(D) x 540mm(H) x 1.0mm - Cabinet For Fire Extinguisher (4kg ABC/Hal/2kg CO2), Floor Mounted, Non Weather Proof, Non Lockable, Hairline Finish, Thumb Latch Knob, Viewing Glass, Material: SS316 | 7080020523001
6462 | 260mm(L) x 200mm(D) x 540mm(H) x 1.0mm - Cabinet For Fire Extinguisher (4kg ABC/Hal/2kg CO2), Non Weather Proof, Non Lockable, Non Mounting Holes, Hairline Finish, Thumb Latch Knob, Viewing Glass, Material: SS316 | 7080020523002
6466 | 260Mm(L)X200Mm(D)X610Mm(H)X1.0Mm,Cabinet For Fire Extinguisher ( 4Kg Abc, 4Kg Halotron, 2Kg Co2), Weather Proof, Lockable,Hairline Finish,,Lock & Key, Break Glass, U-Rubber At All Glass,,Material: Ss316, | 7080021100000
6467 | 260Mm(L)X200Mm(D)X610Mm(H)X1.0Mm,,Cabinet For Fire Extinguisher ( 4Kg Abc, 4Kg Halotron, 2Kg Co2), Weather Proof, Non Lockable,Hairline Finish,,Thumb Latch Knob, Viewing Glass, U-Rubber At All Glass,,Material: Ss316, | 7080021200000
6468 | 260Mm(L)X200Mm(D)X610Mm(H)X1.0Mm,,Cabinet For Fire Extinguisher ( 4Kg Abc, 4Kg Halotron, 2Kg Co2), Weather Proof, Non Lockable,Hairline Finish,,Thumb Latch Knob, Viewing Glass, U-Rubber At All Glass,,Material: Ss304, | 7080021300000
6469 | 260Mm(L)X200Mm(D)X610Mm(H)X1.0Mm,Cabinet For Fire Extinguisher ( 4Kg Abc, 4Kg Halotron, 2Kg Co2), Weather Proof, Lockable,Hairline Finish,,Lock & Key, Break Glass, U-Rubber At All Glass,,Material: Ss304, | 7080021400000
6470 | 340mm(L)X200mm(D)X760mm(H)X1.0mm,Cabinet For Fire Extinguisher,Non-Weather Proof,Wall Mounted,Non-Lockable,Hairline Finish,Round Push Lock,Viewing Tempered Glass,Slanted from 760mm to 560mm,Material: Ss304, | 7080021422002
6472 | 300mm(L) x 220mm(D) x 700mm(H) x 1.0mm - Cabinet For Fire Extinguisher (6kg/9kg ABC/ 6kg Hal), Suitable for In-Door, Non Weather Proof, Lockable, Hairline Finish, Lock & Key, Viewing Glass, Break Glass, Material : Stainless Steel SS304 | 7080030000001
6473 | 300mm(L) x 220mm(D) x 700mm(H) x 1.0mm - Cabinet For Fire Extinguisher (6/9kg ABC/6kg Hal), Suitable for In-door, Non Weather Proof, Lockable, Hairline Finish, Lock & Key, Viewing Glass, Break Glass, Material: SS316 | 7080030000002
6475 | 300mm(L) x 220mm(D) x 700mm(H) x 1.0mm - Cabinet For Fire Extinguisher (6/9kg ABC/ 6Kg Hal), Suitable for In-Door, Non Weather Proof, Non Lockable, Hairline Finish, Thumb Latch Knob, Viewing Glass, Material: Stainless Steel SS304 | 7080030100001
6476 | 300mm(L) x 220mm(D) x 700mm(H) x 1.0mm - Cabinet For Fire Extinguisher (6/9kg ABC/ 6kg Hal), Suitable for In-door, Non Weather Proof, Non Lockable, Hairline Finish, Thumb Latch Knob, Viewing Glass, Material: SS316 | 7080030100002
6480 | 300mm(L) x 220mm(D) x 700mm(H) x 1.0mm - Cabinet For Fire Extinguisher (6kg/9kg ABC/ 6kg Hal), Non Weather Proof, Lockable, Hairline Finish, Lock & Key, Viewing Glass, Break Glass, Material : Stainless Steel SS304 | 7080030200000
6481 | 300mm(L) x 220mm(D) x 700mm(H) x 1.0mm - Cabinet For Fire Extinguisher (6/9kg ABC/ 6Kg Hal), Non Weather Proof, Non Lockable, Hairline Finish, Thumb Latch Knob, Viewing Glass, Material: Stainless Steel SS304 | 7080030300000
6482 | 300mm(W)x700mm(H)x220mm(D)x30mm(Frame)x1.0mm,Material Ss304, 6kgs/9kgs ABC Dry Powder Fire Extinguisher Cabinet, Recess Type, Hairline Finishing, C/w Plastic Thumb Latch Knob, Viewing Glass, Standard Wording In Red Colour | 7080030323001
6483 | 300mm(L) x 220mm(D) x 700mm(H) x 1.0mm - Cabinet For Fire Extinguisher (6/9kg ABC/6kg Hal),Non Weather Proof, Lockable, Hairline Finish, Lock & Key, Viewing Glass, Break Glass, Material: SS316 | 7080030400000
6484 | 300mm(L) x 220mm(D) x 700mm(H) x 1.0mm - Cabinet For Fire Extinguisher (6/9kg ABC/ 6kg Hal), Non Weather Proof, Non Lockable, Hairline Finish, Thumb Latch Knob, Viewing Glass, Material: SS316 | 7080030500000
6490 | 300Mm(L)X220Mm(D)X770Mm(H)X1.0Mm,,Cabinet For Fire Extinguisher ( 6 & 9Kg Abc, 6Kg Halotron), Weather Proof, Lockable,Hairline Finish,,Lock & Key, Break Glass, U-Rubber At All Glass,,Material: Ss316, | 7080030800000
6491 | 300Mm(L)X220Mm(D)X770Mm(H)X1.0Mm,,Cabinet For Fire Extinguisher ( 6 & 9Kg Abc, 6Kg Halotron), Weather Proof, Non Lockable,Hairline Finish,,Thumb Latch Knob,U-Rubber At All Glass,,Material: Ss316, | 7080030900000
6492 | 300Mm(L)X220Mm(D)X770Mm(H)X1.0Mm,,Cabinet For Fire Extinguisher ( 6 & 9Kg Abc, 6Kg Halotron), Weather Proof, Lockable,Hairline Finish,,Lock & Key, Break Glass, U-Rubber At All Glass,,Material: Ss304, | 7080031300000
6493 | 300Mm(L)X220Mm(D)X770Mm(H)X1.0Mm,,Cabinet For Fire Extinguisher ( 6 & 9Kg Abc, 6Kg Halotron), Weather Proof, Non Lockable,Hairline Finish,,Thumb Latch Knob,U-Rubber At All Glass,,Material: Ss304, | 7080031400000
6494 | 300Mm(L)X220Mm(D)X770Mm(H)X1.0Mm, Cabinet For Fire Extinguisher (6 & 9Kg Abc, 6Kg Halotron), Weather Proof, Non Lockable,Hairline Finish, Thumb Latch Knob,U-Rubber At All Glass, 4 Nos Of Legs (150mm), Material: Ss304, | 7080031424001
6497 | 800mm(H) x 800mm(W) x 361mm(D) x 1.2mm Hose Reel Cabinet - Wall Mounted, Non Weatherproof, Lockable, Red Colour, Lock & Key, Viewing Glass, Break Glass, Back of Cabinet Covered Up, Standard Wording in White Colour, Material: EG complete with 1" X 30m HP Hose Reel, Swing L-Bracket, Drum 585mm X 180mm, LG2 Double Waterway(Right), C/W MED, EN694 High Pressure Hose, C18 Jet/Spray Nozzle, Inlet: 1" NST(F), BS EN671-1, Material: SS316 | 7080050023001
6505 | 800mm(H) x 800mm(L) x 361mm(D) x 1.0mm - Cabinet For Hose Reel Wall Mounted, Non Weather Proof, Lockable, Hairline Finish, Lock & Key, Viewing Glass, Break Glass, Back Of Cabinet Is Not Fully Covered Up, Material: SS304 | 7080050300000
6506 | 800mm(H) x 800mm(L) x 361mm(D) x 1.0mm - Cabinet For Hose Reel Wall Mounted, Non Weather Proof, Non Lockable, Hairline Finish, Thumb Latch Knob, Viewing Glass, Back Of Cabinet Is Not Fully Covered Up, Material: SS304 | 7080050400000
6507 | 800mm(W)X800mm(H)X361mm(D)X1.0mm,Material: SS304,Hose Reel Cabinet,Wall Mounted,Non Weatherproof,Non Lockable,Hairline Finishing,Thumb Latch Knob,Viewing Glass,Door Opening From Right To Left,Back Of Cabinet Is Not Fully Covered Up,Standard Wording In Red Colour | 7080050418007
6508 | 800mm(H)X800mm(L)X361mm(D)X1.0mm,Cabinet For Hose Reel,Wall Mounted,Non Weatherproof,Non Lockable,Hairline Finish,Thumb Latch Knob,Viewing Glass,Door Open From Right To Left,Back Of Cabinet Is Not Fully Covered Up,Material: SS316 | 7080050419009
6509 | 800mm(W)X800mm(H)X361mm(D)X1.0mm,Material: SS304,Hose Reel Cabinet,Wall Mounted,Non Weatherproof,Non Lockable,Hairline,Thumb Latch Knob,Door Opening From Right to Left,Viewing Glass, Back Of Cabinet Is Fully Covered Up,Standard Wording In Red Colour | 7080050420003
6510 | 800mm(W) x 800mm(H) x 361mm(D) x 1.0mm, Hose Reel Cabinet Self Standing Legs (150mm each), Non Weatherproof, Non Lockable, Hairline Finishing, Thumb Latch Knob, Viewing Glass, Back Is Fully Cover Up, Standard Wording In Red Colour, Material: SS304 | 7080050422007
6511 | 800Mm(W)X800Mm(H)X400Mm(D)X1.0Mm Thk, Material : SS304 Plate, Hose Reel Cabinet, Wall Mounted, Non Lockable, Non-Weather Proof, Hairline Finishing, c/w Thumb Latch Knob, Viewing Glass, Back Of Cabinet is Fully Cover Up, Hose Reel Mounting Bracket at Left Side, Standard Wording in Red. | 7080050423001
6512 | 800mm(H) x 800mm(L) x 361mm(D) x 1.0mm, Hose Reel Cabinet - Wall Mounted, Non-Weather Proof, Lockable With Lock & Key, Hairline Finish, Viewing Glass, Break Glass, Back Of Cabinet Not Fully Covered Up, Material: SS316 | 7080050500000
6513 | 800mm(H) x 800mm(L) x 361mm(D) x 1.0mm, Cabinet For Hose Reel Wall Mounted, Non Weather Proof, Non-Lockable, Hairline Finish, Thumb Latch Knob, Viewing Glass, Back Of Cabinet Is Not Fully Covered Up, Material: SS316, | 7080050600000
6528 | 800Mm(H)X800Mm(L)X100Mm(D)X30Mm Framex1.0Mm,,Cabinet For Hose Reel Frame & Door, Non Weather Proof, Lockable,Hairline Finish,,Lock & Key, Viewing Glass, Break Glass,,Material: Ss304, | 7080052100000
6529 | 800mm(W) X 800mm(H) X 100mm(D) X 30mm Frame X 1.0mm - Cabinet For Hose Reel Frame & Door, Non Weather Proof, Non Lockable, Hairline Finish, Thumb Latch Knob, Viewing Glass, Material: SS304 | 7080052200000
6532 | 800Mm(H)X800Mm(L)X100Mm(D)X30Mm Framex1.0Mm,,Cabinet For Hose Reel Frame & Door, Non Weather Proof, Non Lockable,Hairline Finish,,Push Lock w/o key, Viewing Glass,,Material: Ss304, | 7080052223003
6533 | 800Mm(H)X800Mm(L)X100Mm(D)X30Mm Framex1.0Mm, Cabinet For Hose Reel Frame & Door, Non Weather Proof, Non Lockable,Hairline Finish,Thumb Latch Knob, Full Panel Door With Standard Wording, Door Open From Right To Left, Material: Ss304 | 7080052224001
6539 | 800mm(W) X 900mm(H) x 361mm(D) X 1.0mm - Cabinet For Hose Reel Wall Mounted, Weather Proof, Lockable,Hairline Finish, Lock & Key, Viewing Glass, Break Glass, Back Of Cabinet Is Fully Covered Up, Material: SS316, | 7080052800000
6540 | 800mm(L) x 361mm(D) x 900mm(H) x 1.0mm, Cabinet For Hose Reel Wall Mounted, Weather Proof, Non-Lockable, Hairline Finish, Thumb Latch Knob, Viewing Glass, Back Of Cabinet Is Fully Covered Up, Material: SS316 | 7080052900000
6541 | 900mm(W) x 900mm(W) x 500mm(D) x 1.0mm, Material : SS316, Hose Reel Cabinet, Floor Mounted, Lockable, Non Directional Finishing, C/w Spring Lock, Top Slanted Front to Back, Break Glass, Bottom Of The Cabinet Is Hollow, Full Panel Door Without Wording | 7080052923002
6542 | 800mm(W) X 900mm(H) x 361mm(D) X 1.5mm - Cabinet For Hose Reel Floor Mounted, Non-Weather Proof,Slope Backwards, Magnetic Push Latch Lock,Satin Finish, Big Viewing Glass, Back Of Cabinet Is Fully Covered Up, Material: SS316 | 7080052925001
6545 | 800mm(H) X 800mm(L) X 361mm(D) X 1.0mm - Cabinet For Hose Reel Wall Mounted, Non Weather Proof, Lockable,( Hairline Finish ),,Spring Lock, Temper Glass, Back Of Cabinet Is Not Fully Covered Up, SS575 : 2012,,Material: SS304 | 7080053100000
6546 | 800mm(H) x 800mm(L) x 361mm(D) x Overall Thk 1.6mm Cabinet For Hose Reel, Wall Mounted, Non Weather Proof, Lockable, Red Colour, Spring Lock cw Handle, 3mm Plain Viewing Glass, Back Of Cabinet Is Not Fully Covered Up, Standard Wording In White Colour, Material: SS304 | 7080053125001
6547 | 800mm(H) x 800mm(L) x 361mm(D) x 1.0mm - Cabinet For Hose Reel Wall Mounted, Non Weather Proof, Lockable,Hairline Finish, Spring Lock, Temper Glass, Back Of Cabinet Is Not Fully Covered Up, SS575:2012, Material: SS316 | 7080053200000
6549 | 800mm(W) X 900mm(H) x 361mm(D) X 1.0mm - Cabinet For Hose Reel Wall Mounted, Weather Proof, Lockable,Hairline Finish, Spring Lock, Temper Glass, Back Of Cabinet Is Fully Covered Up, SS575:2012, Material: SS316 | 7080053400000
6551 | 800Mm(L)X361Mm(D)X900Mm(H)X1.0Mm,,Cabinet For Hose Reel Wall Mounted, Weather Proof, Lockable,Hairline Finish,,Spring Lock, Temper Glass, Back Of Cabinet Is Fully Covered Up,,Material: Ss304, | 7080053600000
6552 | 800mm(L) x 361mm(D) x 900mm(H) x 1.0mm, Cabinet For Hose Reel Wall Mounted, Weather Proof, Non-Lockable,Hairline Finish, Thumb Latch Knob, Viewing Glass, Back Of Cabinet Is Fully Covered Up, Material: SS304 | 7080053700000
6553 | 800mm(L)X361mm(D)X900mm(H)X1.0mm,Cabinet For Hose Reel,Wall Mounted,Slanting Roof Top,Non Lockable,Weatherproof,Hairline,Thumb Latch Knob,Viewing Glass,Back Of Cabinet Is Not Covered Up,Material: SS304 | 7080053720001
6554 | 800mm(W) x 900mm(H) x 361mm(D) x 1.0mm, Material: Ss304, Hose Reel Cabinet, Floor Mounted, Non Lockable, Weather Proof, Hairline Finishing, C/w Plastic Thumb Latch Knob, Viewing Glass, Slanted Roof, Back Of Cabinet Is Fully Covered Up, Standard Wording In Red Colour | 7080053722001
6555 | 800mm(W) x 900mm(H) x 361mm(D) x 1.0mm, Material: Ss304, Hose Reel Cabinet, Floor Mounted, Non Lockable, Weather Proof, Hairline Finishing, C/w Plastic Thumb Latch Knob, Viewing Glass, Slanted Roof, Back Of Cabinet Is Fully Covered Up, Standard Wording & Fire Extinguisher Wording In Red Colour | 7080053724002
6556 | 800mm(W) x 900mm(H) x 361mm(D) x 1.0mm, Material: Ss304, Hose Reel Cabinet, Floor Mounted, Door Open Right to Left, Non Lockable, Weather Proof, Hairline Finishing, C/w Plastic Thumb Latch Knob, Viewing Glass, Slanted Roof, Back Of Cabinet Is Fully Covered Up, Standard Wording & Fire Extinguisher Wording In Red Colour | 7080053724003
6557 | 800mm(W)X900mm(H)X361mm(D)X1.0mm, Material: SS304,Self Standing Hose Reel Cabinet, Weather Proof , Non-Lockable,Hairline Finishing, Thumb Latch Knob, Full Panel Door, 4 Nos Legs (300mm),Back Of Cabinet Fully Covered Up, Standard Wording In Red Colour | 7080053724005
6558 | 800mm(W) X 900mm(H) X 361mm(D) X 1.0mm - Cabinet For Hose Reel Wall Mounted, Weather Proof, Lockable,Hairline Finish, Lock & Key, Viewing Glass, Break Glass, Back Of Cabinet Is Fully Covered Up, Material: SS304, | 7080053800000
6559 | 800mm(W) X 900mm(H) X 361mm(D) X 1.0mm - Self Standing Cabinet For Hose Reel, Weather Proof, Lockable,Hairline Finish, Lock & Key, Viewing Glass, Break Glass, Back Of Cabinet Is Fully Covered Up, Material: SS304, Legs (150mm) | 7080053825001
6573 | 800mm(H) x 800mm(L) x 361mm(D) x 1.0mm Cabinet For Hose Reel Wall Mounted, Non Weather Proof, Non Lockable, Back Cover, Hairline Finish, Thumb Latch Knob, Viewing Glass, Back Of Cabinet Is Fully Covered Up, Material: SS304 | 7080054000000
6574 | 800mm(H) x 800mm(L) x 361mm(D) x 1.0mm Cabinet For Hose Reel Wall Mounted, Non Weather Proof, Lockable, Back Cover, Hairline Finish, Lock and Key, Viewing Glass, Back Of Cabinet Is Fully Covered Up, Material: SS304 | 7080054000001
6575 | 800Mm(H)X800Mm(L)X361Mm(D)X1.0Mm,Cabinet For Hose Reel Wall Mounted, Non Weather Proof, Lockable, Hairline Finish, Spring Lock, Temper Glass, Back Of Cabinet Is Fully Covered Up, Material: Ss304, | 7080054000002
6576 | 800Mm(H)X800Mm(L)X361Mm(D)X1.0Mm,Cabinet For Hose Reel Wall Mounted,Non Weather Proof,Non Lockable,Back Cover,Hairline Finish,Thumb Latch Knob,Viewing Glass,Back Of Cabinet Is Fully Covered Up,4 Holes Right Side, Bottom U Shape Holes,Material: Ss304. (Back of Cabinet No Need Hole) | 7080054023001
6577 | 800mm(W)X800mm(H)X361mm(D)X1.0mm, Material: SS304,Self Standing Hose Reel Cabinet, Non-Weather Proof , Non-Lockable, Hairline Finishing, Thumb Latch Knob, Viewing Glass, 4 Nos Legs (500mm)c/w Supporting Bar,Back Of Cabinet Fully Covered Up, Standard Wording In Red Colour, | 7080054025001
6578 | 800mm(W)X800mm(H)X361mm(D)X1.0mm,Material: SS304,Self Standing Hose Reel Cabinet,Non Lockable,Non weather Proof,c/w Thumb Latch Knob,Viewing Glass, 4 Nos Legs (300mm),Back Of Cabinet Fully Covered Up without hole,Standard Wording In Red. | 7080054025005
6579 | 800Mm(H)X800Mm(L)X361Mm(D)X1.0Mm,,Cabinet For Hose Reel Wall Mounted, Non Weather Proof, Non-Lockable, Back Cover,,Hairline Finish,,Thumb Latch Knob, Viewing Glass, Back Of Cabinet Is Fully Covered Up,,Material: Ss316, | 7080054100000
6580 | 800mm(L) x 361mm(D) x 800mm(H) x 1.5mm, Cabinet For Hose Reel Wall Mounted, Non-Weather Proof, Non-Lockable,Red Colour Powder Coated, Cylindrical Lock, Viewing Glass, Back Of Cabinet Is Fully Covered Up, Material: SS316, Standard Wording In White Colour, c/w 1"X30m Manual Hose Reel (Model: HR-1SW). | 7080054123001
6583 | 570mm (L) x 395mm (H) x 305mm (D) x 1.0mm - Cabinet For 2 Way Breeching Inlet, Recess 'Dry Riser Breeching Inlet', Hairline Finish c/w Spring Lock, 6mm Wire Glass, Material: SS304 | 7080060100000
6584 | 570mm(L) x 395mm(H) x 305mm(D) x 1.0mm - Cabinet For 2Way Breeching Inlet, Recess 'Dry Riser Breeching Inlet', Hairline Finish c/w Spring Lock, 6mm Wire Glass, Material: SS316 | 7080060200000
6586 | 595mm(L)X395mm(H)X295mm(D)X1mm, Cabinet For Breeching Inlet 2 Way Recess, 'Dry Riser Breeching Inlet', Hairline, Spring Lock, 6mm Wire Glass, BS5041-5, Material : SS304 | 7080060321001
6587 | 595mm(L)X395mm(H)X295mm(D)X1mm, Cabinet For Breeching Inlet 2 Way Recess, 'Dry Riser Breeching Inlet', Hairline, Spring Lock, 6mm Wire Glass, BS5041-5, Material : SS316 | 7080060321002
6595 | Cabinet For 4 Way Breeching Inlet - Recess 'Sprinkler Breeching Inlet', Hairline Finish c/w Spring Lock, 6mm Wire Glass, 570mm (L) x 570mm (H) x 305mm (D), Material : 1.0mm SS304 | 7080070100000
6596 | 570mm(L) x 570mm(H) x 305mm(D) x 1.0mm - Cabinet For 4 Way Breeching Inlet, Recess 'Sprinkler Breeching Inlet', Hairline Finish c/w Spring Lock, 6mm Wire Glass, Material: SS316 | 7080070200000
6598 | Cabinet For 4 Way Breeching Inlet - Recess 'Dry Riser Breeching Inlet', Hairline Finish c/w Spring Lock, 6mm Wire Glass, 570mm (L) x 570mm (H) x 305mm (D), Material : 1.0mm SS304 | 7080071300000
6599 | Cabinet For 4 Way Breeching Inlet - Recess 'Wet Riser Breeching Inlet', Hairline Finish c/w Spring Lock, 6mm Wire Glass, 570mm (L) x 570mm (H) x 305mm (D), Material : 1.0mm SS304 | 7080071400000
6602 | 595mm(L)x595mm(H)x295mm(D)x38mm(F)x1.0mm, Cabinet For Breeching Inlet 4 Way Recess, 'Dry Riser Breeching Inlet', Hairline, Spring Lock, 6mm Wire Glass, BS5041-5, Material : SS304 | 7080071621001
6603 | 595mm(L)x595mm(H)x295mm(D)x38mm(F)x1.0mm, Cabinet For Breeching Inlet 4 Way Recess, 'Dry Riser Breeching Inlet', Hairline, Spring Lock, 6mm Wire Glass, BS5041-5, Material : SS316 | 7080071621002
6605 | 595mm(L)x595mm(H)x295mm(D)x38mm(F)x1.0mm, Cabinet For Breeching Inlet 4 Way Recess, 'Sprinkler Breeching Inlet', Hairline, Spring Lock, 6mm Wire Glass, BS5041-5, Material : SS304 | 7080071621007
6607 | 595mm(L)x595mm(H)x295mm(D)x38mm(F)x1.0mm, Cabinet For Breeching Inlet 4 Way Recess, 'Hydrant Breeching Inlet', Hairline, Spring Lock, 6mm Wire Glass, BS5041-5, Material : SS316 | 7080071624002
6608 | 595mm(L)x595mm(H)x295mm(D)x38mm(F)x1.0mm, Cabinet For Breeching Inlet 4 Way Recess, 'Sprinkler Breeching Inlet', Hairline, Spring Lock, 6mm Wire Glass, BS5041-5, Material : SS316 | 7080071624003
6612 | 595mm(L)x595mm(H)x295mm(D)x38mm(F)x1.0mm, Cabinet For Breeching Inlet 4 Way Recess, Hairline, Spring Lock, 6mm Wire Glass, BS5041-5, Material : SS316Wording 1: WR/SPK TANK BREECHING INLET, Wording 2: HYDRANT TANK BREECHING INLET, Wording 3: SPK CONTROL VALVE BREECHING INLET. | 7080071625006
6613 | Cabinet For Single Fire Hose - Wall Mounted, Non Weather Proof, Hairline Finish c/w Spring Lock, 5mm Plain Viewing Glass, 650mm (W) x 608mm (H) x 250mm (D), Material : 1.0mm SS304 | 7080080100000
6614 | 650mm(W) x 608mm(H) x 250mm(D) x 1.0mm - Cabinet For Single Fire Hose, Wall Mounted, Non Weather Proof, Hairline Finish c/w Spring Lock, 5mm Plain Viewing Glass, Material: SS316 | 7080080200000
6616 | Cabinet For Single Fire Hose - Wall Mounted, Weather Proof, Hairline Finish c/w Spring Lock, U-Rubber At All Glass, Plain Viewing Glass, 650mm (W) x 680mm (H) x 250mm (D), Material : 1.0mm SS316 | 7080080500000
6617 | Cabinet For Single Fire Hose - Wall Mounted, Weather Proof, Hairline Finish c/w Spring Lock, U-Rubber At All Glass, Plain Viewing Glass, 650mm (W) x 680mm (H) x 250mm (D), Material : 1.0mm SS304 | 7080081600000
6619 | Recess Type Fire Fighting Locker (Type A), Double Door Cabinet, W 650mm x H 650mm x D 280mm x Frame 20mm x Thickness 1.2 mm,Non Lockable Stainless Steel Cylindrical Lock, Material: Mild Steel, Colour: Red (RAL 3001), White Colour Arial Narrow Bold Wording: COMBATE A INCÊNDIO COM ÁGUA | 7080082223001
6621 | Cabinet For Single Fire Hose (Fire Code 2018) - Wall Mounted, Non-Weather Proof, Hairline Finish c/w Spring Lock, 4mm Tempered Viewing Glass, 690mm (W) x 640mm (H) x 250mm (D), Material : 1.0mm SS304 | 7080082400000
6622 | 690Mm(L)X640Mm(H)X250Mm(D)X1.0Mm,Cabinet For Fire Hose, Single,Wall Mounted, Non Weather Proof,Hairline Finish,Spring Lock,4 Mm Tempered Viewing Glass,Material : Ss316, | 7080082420001
6623 | 690Mm(L)X640Mm(H)X250Mm(D)X1.0Mm,,Cabinet For Fire Hose, Single, Wall Mounted, Non Weather Proof,Spring Lock,4 Mm Viewing Glass,Red Colour Powder Coating, Standard Wording in White, Material : Ss304. | 7080082423001
6624 | 690Mm(L)X640Mm(H)X250Mm(D)X1.0Mm,Cabinet For Single Fire Hose, Wall Mounted, Non Weather Proof, Hairline Finish, Non-Lockable with Thumb Latch Knob, 4 Mm Tempered Viewing Glass, Material : Ss316 | 7080082424001
6626 | Cabinet For Single Fire Hose (Fire Code 2018) - Wall Mounted, Weather Proof, Hairline Finish c/w Spring Lock, U-Rubber At All Glass, 4mm Tempered Viewing Glass, 690mm (W) x 715mm (H) x 250mm (D), Material : 1.0mm SS316 | 7080082600000
6627 | Cabinet For Single Fire Hose (Fire Code 2018) - Wall Mounted, Weather Proof, Hairline Finish c/w Spring Lock, U-Rubber At All Glass, 4mm Tempered Viewing Glass, 690mm (W) x 715mm (H) x 250mm (D), Material : 1.0mm SS304 | 7080082600001
6634 | 350mm(L) x 220mm(D) x 750mm(H) x 1.0mm - Cabinet For Fire Extinguisher (5kg CO2), Non Weather Proof, Lockable, Hairline Finish, Lock & Key, Viewing Glass, Break Glass, Material : SS304 | 7080150200000
6635 | 350Mm(L)X220Mm(D)X750Mm(H)X1.0Mm,,Cabinet For Fire Extinguisher ( 5Kg Co2), Non Weather Proof, Lockable,Hairline Finish,,Lock & Key, Viewing Glass, Break Glass,,Material : Ss316 | 7080150217001
6637 | 350mm(L) x 220mm(D) x 750mm(H) x 1.0mm - Cabinet For Fire Extinguisher (5kg CO2), Non Weather Proof, Non Lockable, Hairline Finish, Thumb Latch Knob, Viewing Glass, Material: SS304 | 7080150300000
6638 | 350mm(L) x 220mm(D) x 800mm(H) x 1.5mm - Cabinet For Fire Extinguisher Recess Type, Non Weather Proof, Non Lockable, Satin Finish, Thumb Latch Knob, Tempered Glass Viewing, Material: Stainless Steel SS304 | 7080150325001
6639 | 350mm(L) x 220mm(D) x 750mm(H) x 1.0mm - Cabinet For Fire Extinguisher (5kg CO2), Non Weather Proof, Lockable, Hairline Finish, Lock & Key, Viewing Glass, Break Glass, Material: SS316 | 7080150400000
6640 | 350mm(L) x 220mm(D) x 750mm(H) x 1.0mm - Cabinet For Fire Extinguisher (5kg CO2), Non Weather Proof, Non Lockable, Hairline Finish, Thumb Latch Knob, Viewing Glass, Material: SS316 | 7080150500000
6643 | 350Mm(L)X220Mm(D)X820Mm(H)X1.0Mm,,Cabinet For Fire Extinguisher ( 5Kg Co2), Weather Proof, Lockable,Hairline Finish,,Lock & Key, Break Glass, U-Rubber At All Glass,,Material: Ss316, | 7080150800000
6644 | 350Mm(L)X220Mm(D)X820Mm(H)X1.0Mm,,Cabinet For Fire Extinguisher ( 5Kg Co2), Weather Proof, Non Lockable,Hairline Finish,,Thumb Latch Knob,U-Rubber At All Glass,,Material: Ss316, | 7080150900000
6645 | 350Mm(L)X220Mm(D)X820Mm(H)X1.0Mm,,Cabinet For Fire Extinguisher ( 5Kg Co2), Weather Proof, Non Lockable,Hairline Finish,,Thumb Latch Knob,U-Rubber At All Glass,,Material: Ss304, | 7080151000000
6646 | 350Mm(L)X220Mm(D)X820Mm(H)X1.0Mm,,Cabinet For Fire Extinguisher ( 5Kg Co2), Weather Proof, Lockable,Hairline Finish,,Lock & Key, Break Glass, U-Rubber At All Glass,,Material: Ss304, | 7080151100000
6651 | Cabinet For 2 Way Breeching Inlet - Wall Mounted 'Dry Riser Breeching Inlet', Hairline Finish c/w Spring Lock, 6mm Wire Glass, 570mm (L) x 395mm (H) x 305mm (D), Material : 1.0mm SS304 | 7080170100000
6652 | 570mm(L) x 395mm(H) x 305mm(D) x 1.0mm - Cabinet For 2Way Breeching Inlet, Wall Mounted 'Dry Riser Breeching Inlet', Hairline Finish c/w Spring Lock, 6mm Wire Glass, Material: SS316 | 7080170200000
6654 | 595mm(L)x395mm(H)x295mm(D)x1mm, Cabinet For Breeching Inlet 2 Way Wall Mount, 'Dry Riser Breeching Inlet', Hairline, Spring Lock, 6mm Wire Glass, BS5041-5, Material : SS304 | 7080170321001
6655 | 595mm(L)x395mm(H)x295mm(D)x1mm, Cabinet For Breeching Inlet 2 Way Wall Mount, 'Dry Riser Breeching Inlet', Hairline, Spring Lock, 6mm Wire Glass, BS5041-5, Material : SS316 | 7080170321002
6657 | 595mm(L)x395mm(H)x295mm(D)x1mm, Cabinet For Breeching Inlet 2 Way Wall Mount, Wording 'Water Mist Breeching Inlet', Hairline Finished, Spring Lock, 6mm Wire Glass, BS5041-5, Material : SS304 | 7080170324001
6662 | 570mm (L) x 570mm (H) x 305mm (D) x 1.0mm - Cabinet For 4Way Breeching Inlet - Wall Mounted 'Sprinkler Breeching Inlet', Hairline Finish c/w Spring Lock, 6mm Wire Glass, Material: SS304 | 7080180100000
6663 | 570mm(L) x 570mm(H) x 305mm(D) x 1.0mm - Cabinet For 4Way Breeching Inlet, Wall Mounted 'Sprinkler Breeching Inlet', Hairline Finish c/w Spring Lock, 6mm Wire Glass, Material: SS316 | 7080180200000
6666 | 595mm(L)x595mm(H)x295mm(D)x1mm, Cabinet For Breeching Inlet 4 Way Wall Mount, 'SPRINKLER BREECHING INLET', Hairline, Spring Lock, 6mm Wire Glass, BS5041-5, Material : SS304 | 7080180421001
6668 | 595mm(L)x595mm(H)x295mm(D)x1mm, Cabinet For Breeching Inlet 4 Way Wall Mount 'DRY RISER BREECHING INLET', Hairline, Spring Lock, 6mm Wire Glass, BS5041-5, Material : SS304 | 7080180421005
6669 | 595mm(L)x595mm(H)x295mm(D)x1mm,Cabinet For 4 Way Breeching Inlet (BS 5041-5)-Wall Mounted 'Sprinkler Breeching Inlet',Hairline,c/w Spring Lock,6mm Wire Glass,Material: SS316 | 7080180422001
6671 | 595mm(L)x595mm(H)x295mm(D)x1mm, Cabinet For Breeching Inlet 4 Way Wall Mount,"Sprinkler Breeching Inlet," Hairline finish, c/w Full Panel Door ,Cylindrical Lock, Material : SS304 | 7080180423002
6672 | 595mm(L)x595mm(H)x295mm(D)x1mm, Cabinet For Breeching Inlet 4 Way Wall Mount, 'Waterspray Breeching Inlet', Hairline, Spring Lock, 6mm Wire Glass, BS5041-5, Material : SS304 | 7080180425006
6674 | 650mm(W) x 608mm(H) x 350mm(D) x 1.0mm - Cabinet For Double Fire Hose, Wall Mounted, Non Weather Proof, Hairline Finish c/w Spring Lock, 5mm Plain Viewing Glass, Material: SS304 | 7080190100000
6676 | Cabinet For Double Fire Hose - Wall Mounted, Weather Proof, Hairline Finish c/w Spring Lock, 5mm Plain Viewing Glass, 650mm (W) x 700mm (H) x 350mm (D), Material : 1.0mm SS304 | 7080190400000
6679 | 690mm(W) x 640mm(H) x 350mm(D) x 1.0mm - Cabinet For Double Fire Hose (Fire Code 2018), Wall Mounted, Non-Weather Proof, Hairline Finish c/w Spring Lock, 4mm Tempered Viewing Glass, Material: SS304 | 7080190700000
6680 | 690Mm(L)X640Mm(H)X350Mm(D)X1.0Mm,,Cabinet For Fire Hose, Double, Wall Mounted, Non Weather Proof,Red Colour Powder Coating, Standard Wording in White,Spring Lock,4 Mm Viewing Glass,Material : Ss304, | 7080190723001
6682 | Cabinet For Double Fire Hose (Fire Code 2018) - Wall Mounted, Weather Proof, Hairline Finish c/w Spring Lock, U-Rubber At All Glass, 4mm Tempered Viewing Glass, 690mm (W) x 735mm (H) x 350mm (D), Material : 1.0mm SS304 | 7080190900000
6684 | Self-Standing Cabinet For 2x Fire Hose - Weather Proof, c/w Chrome Handle With Lock & Key, Hairline Finished,Break Glass, 740mm (W) x 1363mm (H) x 280mm (D), Material : SS304 1.5mm | 7080200022001
6698 | 595mm(L) x 395mm(H) x 100mm(D) x 38mm Frame x 1.0mm, Cabinet For Breeching Inlet 2 Way Frame & Door, 'Dry Riser Breeching Inlet', Hairline, Spring Lock, 6mm Wire Glass, BS5041-5, Material : SS304 | 7080280721001
6699 | 595mm(L)x395mm(H)x100mm(D)x38mm Frame x 1mm, Cabinet For Breeching Inlet 2 Way Frame & Door, 'Dry Riser Breeching Inlet', Hairline, Spring Lock, 6mm Wire Glass, BS5041-5, Material : SS316 | 7080280721002
6703 | Cabinet For 4 Way Breeching Inlet - Recess 'Sprinkler Breeching Inlet', Hairline Finishing c/w Spring Lock, Back of Cabinet Without Fully Cover Up and bend 30mm, 6mm Wire Glass, Standard Wording In Red Colour, 570mm (L) x 570mm (H) x 305mm (D), Material : 1.0mm SS304 | 7080290125001
6709 | 595mm(H) x 595mm(L) x 100mm(D) x 38mm Frame x 1.0mm, Cabinet For Breeching Inlet 4 Way Frame & Door, 'Dry Riser Breeching Inlet', Hairline, Spring Lock, 6mm Wire Glass, BS5041-5, Material : SS304 | 7080290721005
6711 | 595mm(H) x 595mm(L) x 100mm(D) x 38mm Frame x 1.0mm, Cabinet For Breeching Inlet 4 Way Frame & Door, 'Sprinkler Breeching Inlet', Hairline, Spring Lock, 6mm Wire Glass, BS5041-5, Material : SS304 | 7080290723003
6716 | Self-Standing Cabinet for 2 X Combat 25kg Store Pressure ABC Mobile Fire Extinguisher c/w Lock & Key and Slanted Roof, Finishing Red Colour Marine Paint, 1200mm (H) X 1200mm (W) X 700mm (D) 1.5mm Thickness, Self Standing Legs (150mm), Material: SS316 | 7080400625001

## _ ('default_code', '=ilike'2
BOM ID | Product Name | Product Code
6257 | 1kg ABC Stored Pressure Fire Extinguisher c/w SETSCO Approval, Fire Rating : 5A/55B, Discharge Nozzle (Yellow), Hook Bracket 28, (Dwg No. 20800809) | 2080080000000
6258 | 1kg ABC Stored Pressure Fire Extinguisher, Red Colour, Fire Rating : 5A/55B, *** Note : Fire Rating Of 1Kg ABC Does Not Comply To The Minimum Fire Rating Requirement As Per SS578:2012, Discharge Nozzle (Yellow), w/o Hook Bracket, SS EN3, Do Not Need Setsco Label | 2080080018001
6259 | 1kg ABC Stored Pressure Fire Extinguisher c/w LPCB Approval, Fire Rating : 5A/21B/C, Discharge Nozzle (Yellow), Hook Bracket 28, (Dwg No. 20800809) | 2080080900000
6260 | 1kg ABC Stored Pressure Fire Extinguisher c/w White Colour Band, w/o Setsco Label, Fire Rating : 5A/21B, Yellow Discharge Nozzle, Hook Bracket 28, Carton Box | 2080081500000
6261 | 2kg ABC Stored Pressure Fire Extinguisher c/w SETSCO Approval c/w Discharge Nozzle (Yellow), Hook Bracket 28, Fire Rating : 13A/55B, (Dwg No. 20801018) | 2080100000000
6262 | 2kg ABC Stored Pressure Fire Extinguisher c/w SETSCO Approval and 2 HDB Logo c/w Discharge Nozzle (Yellow), Hook Bracket 28, Fire Rating : 13A/55B, (Dwg No. 20801018) | 2080100000001
6263 | 2kg ABC Stored Pressure Fire Extinguisher c/w LPCB Approval, Fire Rating : 13A/55B/C c/w Discharge Nozzle(Yellow), Hook Bracket 28, Carton Box, (Dwg No. 20801018) | 2080101800000
6264 | 2kg ABC Stored Pressure Fire Extinguisher c/w MED Approval, Fire Rating : 13A/55B/C c/w Discharge Nozzle(Yellow), Hook Bracket 28, Carton Box, (Dwg No. 20801018) | 2080101800001
6265 | 3kg ABC Stored Pressure Fire Extinguisher c/w SETSCO Approval c/w Discharge Nozzle (Yellow), Hook Bracket 36, Fire Rating : 13A/55B, (Dwg No. 20801200) | 2080120000000
6266 | 3kg ABC Stored Pressure Fire Extinguisher c/w SETSCO Approval and 2 HDB Logo, Discharge Nozzle (Yellow), Hook Bracket 36, Fire Rating : 13A/55B, (Dwg No. 20801200) | 2080120000001
6267 | 3kg ABC Stored Pressure Fire Extinguisher c/w Discharge Nozzle (Yellow), Hook Bracket 36, No Label, No Silkscreen | 2080120024001
6268 | 3Kg ABC Stored Pressure Fire Extinguisher, Discharge Nozzle (Yellow), Hook Bracket 36, Carton Box, ABC90, No Label/Silkscreen (Dwg No. 20801200) | 2080121000000
6269 | 3Kg ABC Stored Pressure Fire Extinguisher C/w LPCB Approval, Fire Rating : 13A/55B/C, Discharge Nozzle (Yellow), Hook Bracket 36, Carton Box, (Dwg No. 20801200) | 2080122000000
6270 | 4kg ABC Stored Pressure Fire Extinguisher c/w SETSCO Approval c/w Hose & Horn, Plastic Skirt, Hook Bracket 54, Fire Rating : 21A/144B, (Dwg No. 20801321) | 2080130200000
6271 | 4kg ABC Stored Pressure Fire Extinguisher c/w SETSCO Approval and 2 HDB Logo c/w Hose & Horn, Plastic Skirt, Hook Bracket 54, Fire Rating : 21A/144B, (Dwg No. 20801321) | 2080130200001
6272 | 4Kg ABC Stored Pressure Fire Extinguisher C/w SETSCO Approval, Fire Rating : 21A/144B, Hose & Horn, Metal Skirt, Hook Bracket 54, (Dwg No. 20801321) | 2080130218001
6273 | 4kg ABC Stored Pressure Fire Extinguisher c/w LPCB Approval, Fire Rating : 21A/144B/C c/w Hose & Horn, Plastic Skirt, Hook Bracket 54, Carton Box, (Dwg No. 20801321) | 2080132100000
6274 | 4kg ABC Stored Pressure Fire Extinguisher c/w LPCB Approval, Fire Rating : 21A/144B/C c/w Hose & Horn, Plastic Skirt, Hook Bracket 54, Carton Box, Arabic Wording, (Dwg No. 20801321) | 2080132100001
6275 | 4kg ABC Stored Pressure Fire Extinguisher, c/w Hose & Horn, Plastic Skirt, Hook Bracket 54, Carton Box, ABC90, No Label/Silkscreen (Dwg No. 20801321) | 2080132200000
6276 | 4kg ABC Stored Pressure Fire Extinguisher c/w White Color Band w/o Setsco Label, Fire Rating : 21A/144B, Hose & Horn, Plastic Skirt, Hook Bracket 54, Carton Box | 2080132600000
6277 | 4.5kg ABC Stored Pressure Fire Extinguisher c/w TUV Approval c/w Hose & Horn, Plastic Skirt, Hook Bracket 54, Fire Rating : 13A/70B, (Dwg No. 20801408) | 2080140800000
6278 | 6kg ABC Stored Pressure Fire Extinguisher, c/w SNI Approval, c/w Hose & Horn, Plastic Skirt, Hook Bracket 74, Carton Box, ABC90 (Dwg No. 20801522) | 2080150000001
6279 | 6kg ABC Stored Pressure Fire Extinguisher c/w SETSCO Approval c/w Hose & Horn, Plastic Skirt, Hook Bracket 74, Fire Rating : 34A/233B, (Dwg No. 20801522) | 2080150200000
6280 | 6kg ABC Cartridge Operated Fire Extinguisher c/w LPCB Approval, Fire Rating: 27A/233B/C c/w Hose & Horn, Plastic Skirt, SS J Hook Bracket, Carton Box, (Dwg No. 20801504) | 2080150400000
6281 | 6kg ABC Cartridge Operated Fire Extinguisher c/w MED, Fire Rating: 27A/233B/C c/w Hose & Horn, Plastic Skirt, SS J Hook Bracket, Carton Box, (Dwg No. 20801504) | 2080150400001
6282 | 6kg ABC Cartridge Operated Fire Extinguisher c/w MED, Fire Rating: 27A/144B/C c/w Hose & Horn, Plastic Skirt, SS J Hook Bracket, Carton Box, (Dwg No. 20801504) | 2080150400002
6283 | 6kg ABC Stored Pressure Fire Extinguisher c/w LPCB Approval, Fire Rating: 34A/233B/C c/w Hose & Horn, Plastic Skirt, Hook Bracket 74, Carton Box, (Dwg No. 20801522) | 2080152200000
6284 | 6Kg ABC Stored Pressure Fire Extinguisher C/w White Colour Band, Fire Rating : 34A/233B, Hose & Horn, Plastic Skirt, Hook Bracket 74, Carton Box, (Dwg No. 20801522) | 2080152200001
6285 | 6kg ABC Stored Pressure Fire Extinguisher c/w LPCB, Fire Rating: 34A/233B c/w Hose & Horn, Plastic Skirt, Hook Bracket 74, Carton Box, Arabic Wording, (Dwg No. 20801522) | 2080152221001
6286 | 9kg ABC Stored Pressure Fire Extinguisher, c/w Hose & Horn, Plastic Skirt, Hook Bracket 74, Carton Box, ABC90, No Label/Silkscreen (Dwg No. 20801642) | 2080160000000
6287 | 9kg ABC Stored Pressure Fire Extinguisher c/w SETSCO Approval c/w Hose & Horn, Plastic Skirt, Hook Bracket 74, Fire Rating : 43A/233B, (Dwg No. 20801642) | 2080160400000
6288 | 9kg ABC Stored Pressure Fire Extinguisher c/w SETSCO Approval and 2 HDB Logo c/w Hose & Horn, Plastic Skirt, Hook Bracket 74, Fire Rating : 43A/233B, (Dwg No. 20801642) | 2080160400001
6289 | 9kg ABC Stored Pressure Fire Extinguisher c/w SETSCO Approval c/w Hose & Horn, Plastic Skirt, Hook Bracket 74, Fire Rating : 43A/233B, Brass Safety Pin | 2080160421002
6290 | 9kg ABC Cartridge Operated Fire Extinguisher c/w LPCB, Fire Rating : 43A/233B/C c/w Hose & Horn, SS J Hook Bracket, Plastic Skirt, Carton Box, (Dwg No. 20801608) | 2080160800000
6291 | 9kg ABC Cartridge Operated Fire Extinguisher c/w MED, Fire Rating : 43A/233B/C c/w Hose & Horn, SS J Hook Bracket, Plastic Skirt, Carton Box, (Dwg No. 20801608) | 2080160800001
6292 | 9kg ABC Cartridge Operated Fire Extinguisher c/w MED, Fire Rating : 43A/233B/C c/w Hose & Horn, SS J Hook Bracket, Plastic Skirt, Carton Box, (Dwg No. 20801608) | 2080160800002
6293 | 9kg ABC Stored Pressure Fire Extinguisher c/w LPCB Approval, Fire Rating: 43A/233B/C c/w Hose & Horn, Plastic Skirt, Hook Bracket 74, Carton Box, (Dwg No. 20801642) | 2080164200000
6294 | 9kg ABC Stored Pressure Fire Extinguisher c/w LPCB Approval, Fire Rating: 43A/233B/C c/w Hose & Horn, Plastic Skirt, Hook Bracket 74, Carton Box, Arabic Wording (Dwg No. 20801642) | 2080164200001
6295 | 9kg ABC Stored Pressure Fire Extinguisher c/w White Colour Band w/o Setsco Label, Fire Rating : 43A/233B, Hose & Horn, Plastic Skirt, Hook Bracket 74, Carton Box | 2080164800000
6296 | 12kg ABC Cartridge Operated Fire Extinguisher C/w LPCB Approval, Fire Rating : 55A/233B/C c/w Hose & Horn, SS J Hook Bracket, Plastic Skirt, Carton Box, (Dwg No. 20801649) | 2080164900000
6297 | 12kg ABC Cartridge Operated Fire Extinguisher C/w MED, Fire Rating : 55A/233B/C c/w Hose & Horn, SS J Hook Bracket, Plastic Skirt, Carton Box, (Dwg No. 20801649) | 2080164900001
6298 | 12kg ABC Cartridge Operated Fire Extinguisher C/w MED, Fire Rating : 55A/233B/C c/w Hose & Horn, SS J Hook Bracket, Plastic Skirt, Carton Box, (Dwg No. 20801649) | 2080164900002
6332 | 9Kg Purple K Stored Pressure Fire Extinguisher C/w LPCB Approval, Fire Rating : 233B/C, Hose & Horn, Plastic Skirt, Hook Bracket 74, Carton Box, (Dwg No. 20804502) | 2080450200000
6333 | 9Kg Purple K Stored Pressure Fire Extinguisher C/w SETSCO Approval, Fire Rating : 233B/C, Hose & Horn, Plastic Skirt, Hook Bracket 74, (Dwg No. 20804502) | 2080450200001
6334 | 9Kg Monnex Stored Pressure Fire Extinguisher c/w LPCB Approval, Fire Rating : 233B/C, Hose & Horn, Plastic Skirt, Hook Bracket 74, Carton Box, (Dwg No. 20804601) | 2080460100000
6335 | 9Kg Monnex Stored Pressure Fire Extinguisher c/w SETSCO Approval, Fire Rating : 233B/C, Hose & Horn, Plastic Skirt, Hook Bracket 74, Carton Box, (Dwg No. 20804601) | 2080460100001
6336 | 9Kg Monnex Stored Pressure Fire Extinguisher c/w LPCB Approval, Arabic Wording, Fire Rating : 233B/C, Hose & Horn, Plastic Skirt, Hook Bracket 74, Carton Box, (Dwg No. 20804601) | 2080460121001
6343 | 12kg ABC Stored Pressure Fire Extinguisher c/w Fire Rating : 43A/233B, Hose & Horn, Plastic Skirt, Hook Bracket 74 | 2080850000000
6344 | 9Kg D Powder Stored Pressure Fire Extinguisher c/w Hose & Horn, Plastic Skirt, Hook Bracket 74 | 2080860000000
6345 | 9Kg Purple K Cartridge Operated Fire Extinguisher, Fire Rating : 233B/C, Hose & Horn, Plastic Skirt, SS J Hook Bracket, Carton Box, | 2080870000000
6346 | 9Kg Monnex Powder Cartridge Operated Fire Extinguisher, Fire Rating : 233B, Hose & Horn, Plastic Skirt And SS J Hook Bracket, Carton Box, | 2080880000000
6347 | 11Kg Monnex Cartridge Operated Fire Extinguisher C/w LPCB Approval, Fire Rating : 233B/C, Hose & Horn, SS J Hook Bracket, Plastic Skirt, Carton Box, (Dwg No. 20808901) | 2080890100000
6348 | 12Kg Purple K Cartridge Operated Fire Extinguisher C/w LPCB Approval, Fire Rating : 233B/C, Hose & Horn, Plastic Skirt, SS J Hook Bracket, Carton Box, (Dwg No. 20809000) | 2080900000000
6349 | 12Kg Purple K Cartridge Operated Fire Extinguisher c/w LPCB Approval, Fire Rating : 233B/C, Hose & Horn, Plastic Skirt, SS J Hook Bracket, Carton Box, Arabic Wording, (Dwg No. 20809000) | 2080900022001
6257 | 1kg ABC Stored Pressure Fire Extinguisher c/w SETSCO Approval, Fire Rating : 5A/55B, Discharge Nozzle (Yellow), Hook Bracket 28, (Dwg No. 20800809) | 2080080000000
6258 | 1kg ABC Stored Pressure Fire Extinguisher, Red Colour, Fire Rating : 5A/55B, *** Note : Fire Rating Of 1Kg ABC Does Not Comply To The Minimum Fire Rating Requirement As Per SS578:2012, Discharge Nozzle (Yellow), w/o Hook Bracket, SS EN3, Do Not Need Setsco Label | 2080080018001
6259 | 1kg ABC Stored Pressure Fire Extinguisher c/w LPCB Approval, Fire Rating : 5A/21B/C, Discharge Nozzle (Yellow), Hook Bracket 28, (Dwg No. 20800809) | 2080080900000
6260 | 1kg ABC Stored Pressure Fire Extinguisher c/w White Colour Band, w/o Setsco Label, Fire Rating : 5A/21B, Yellow Discharge Nozzle, Hook Bracket 28, Carton Box | 2080081500000
6261 | 2kg ABC Stored Pressure Fire Extinguisher c/w SETSCO Approval c/w Discharge Nozzle (Yellow), Hook Bracket 28, Fire Rating : 13A/55B, (Dwg No. 20801018) | 2080100000000
6262 | 2kg ABC Stored Pressure Fire Extinguisher c/w SETSCO Approval and 2 HDB Logo c/w Discharge Nozzle (Yellow), Hook Bracket 28, Fire Rating : 13A/55B, (Dwg No. 20801018) | 2080100000001
6263 | 2kg ABC Stored Pressure Fire Extinguisher c/w LPCB Approval, Fire Rating : 13A/55B/C c/w Discharge Nozzle(Yellow), Hook Bracket 28, Carton Box, (Dwg No. 20801018) | 2080101800000
6264 | 2kg ABC Stored Pressure Fire Extinguisher c/w MED Approval, Fire Rating : 13A/55B/C c/w Discharge Nozzle(Yellow), Hook Bracket 28, Carton Box, (Dwg No. 20801018) | 2080101800001
6265 | 3kg ABC Stored Pressure Fire Extinguisher c/w SETSCO Approval c/w Discharge Nozzle (Yellow), Hook Bracket 36, Fire Rating : 13A/55B, (Dwg No. 20801200) | 2080120000000
6266 | 3kg ABC Stored Pressure Fire Extinguisher c/w SETSCO Approval and 2 HDB Logo, Discharge Nozzle (Yellow), Hook Bracket 36, Fire Rating : 13A/55B, (Dwg No. 20801200) | 2080120000001
6267 | 3kg ABC Stored Pressure Fire Extinguisher c/w Discharge Nozzle (Yellow), Hook Bracket 36, No Label, No Silkscreen | 2080120024001
6268 | 3Kg ABC Stored Pressure Fire Extinguisher, Discharge Nozzle (Yellow), Hook Bracket 36, Carton Box, ABC90, No Label/Silkscreen (Dwg No. 20801200) | 2080121000000
6269 | 3Kg ABC Stored Pressure Fire Extinguisher C/w LPCB Approval, Fire Rating : 13A/55B/C, Discharge Nozzle (Yellow), Hook Bracket 36, Carton Box, (Dwg No. 20801200) | 2080122000000
6270 | 4kg ABC Stored Pressure Fire Extinguisher c/w SETSCO Approval c/w Hose & Horn, Plastic Skirt, Hook Bracket 54, Fire Rating : 21A/144B, (Dwg No. 20801321) | 2080130200000
6271 | 4kg ABC Stored Pressure Fire Extinguisher c/w SETSCO Approval and 2 HDB Logo c/w Hose & Horn, Plastic Skirt, Hook Bracket 54, Fire Rating : 21A/144B, (Dwg No. 20801321) | 2080130200001
6272 | 4Kg ABC Stored Pressure Fire Extinguisher C/w SETSCO Approval, Fire Rating : 21A/144B, Hose & Horn, Metal Skirt, Hook Bracket 54, (Dwg No. 20801321) | 2080130218001
6273 | 4kg ABC Stored Pressure Fire Extinguisher c/w LPCB Approval, Fire Rating : 21A/144B/C c/w Hose & Horn, Plastic Skirt, Hook Bracket 54, Carton Box, (Dwg No. 20801321) | 2080132100000
6274 | 4kg ABC Stored Pressure Fire Extinguisher c/w LPCB Approval, Fire Rating : 21A/144B/C c/w Hose & Horn, Plastic Skirt, Hook Bracket 54, Carton Box, Arabic Wording, (Dwg No. 20801321) | 2080132100001
6275 | 4kg ABC Stored Pressure Fire Extinguisher, c/w Hose & Horn, Plastic Skirt, Hook Bracket 54, Carton Box, ABC90, No Label/Silkscreen (Dwg No. 20801321) | 2080132200000
6276 | 4kg ABC Stored Pressure Fire Extinguisher c/w White Color Band w/o Setsco Label, Fire Rating : 21A/144B, Hose & Horn, Plastic Skirt, Hook Bracket 54, Carton Box | 2080132600000
6277 | 4.5kg ABC Stored Pressure Fire Extinguisher c/w TUV Approval c/w Hose & Horn, Plastic Skirt, Hook Bracket 54, Fire Rating : 13A/70B, (Dwg No. 20801408) | 2080140800000
6278 | 6kg ABC Stored Pressure Fire Extinguisher, c/w SNI Approval, c/w Hose & Horn, Plastic Skirt, Hook Bracket 74, Carton Box, ABC90 (Dwg No. 20801522) | 2080150000001
6279 | 6kg ABC Stored Pressure Fire Extinguisher c/w SETSCO Approval c/w Hose & Horn, Plastic Skirt, Hook Bracket 74, Fire Rating : 34A/233B, (Dwg No. 20801522) | 2080150200000
6280 | 6kg ABC Cartridge Operated Fire Extinguisher c/w LPCB Approval, Fire Rating: 27A/233B/C c/w Hose & Horn, Plastic Skirt, SS J Hook Bracket, Carton Box, (Dwg No. 20801504) | 2080150400000
6281 | 6kg ABC Cartridge Operated Fire Extinguisher c/w MED, Fire Rating: 27A/233B/C c/w Hose & Horn, Plastic Skirt, SS J Hook Bracket, Carton Box, (Dwg No. 20801504) | 2080150400001
6282 | 6kg ABC Cartridge Operated Fire Extinguisher c/w MED, Fire Rating: 27A/144B/C c/w Hose & Horn, Plastic Skirt, SS J Hook Bracket, Carton Box, (Dwg No. 20801504) | 2080150400002
6283 | 6kg ABC Stored Pressure Fire Extinguisher c/w LPCB Approval, Fire Rating: 34A/233B/C c/w Hose & Horn, Plastic Skirt, Hook Bracket 74, Carton Box, (Dwg No. 20801522) | 2080152200000
6284 | 6Kg ABC Stored Pressure Fire Extinguisher C/w White Colour Band, Fire Rating : 34A/233B, Hose & Horn, Plastic Skirt, Hook Bracket 74, Carton Box, (Dwg No. 20801522) | 2080152200001
6285 | 6kg ABC Stored Pressure Fire Extinguisher c/w LPCB, Fire Rating: 34A/233B c/w Hose & Horn, Plastic Skirt, Hook Bracket 74, Carton Box, Arabic Wording, (Dwg No. 20801522) | 2080152221001
6286 | 9kg ABC Stored Pressure Fire Extinguisher, c/w Hose & Horn, Plastic Skirt, Hook Bracket 74, Carton Box, ABC90, No Label/Silkscreen (Dwg No. 20801642) | 2080160000000
6287 | 9kg ABC Stored Pressure Fire Extinguisher c/w SETSCO Approval c/w Hose & Horn, Plastic Skirt, Hook Bracket 74, Fire Rating : 43A/233B, (Dwg No. 20801642) | 2080160400000
6288 | 9kg ABC Stored Pressure Fire Extinguisher c/w SETSCO Approval and 2 HDB Logo c/w Hose & Horn, Plastic Skirt, Hook Bracket 74, Fire Rating : 43A/233B, (Dwg No. 20801642) | 2080160400001
6289 | 9kg ABC Stored Pressure Fire Extinguisher c/w SETSCO Approval c/w Hose & Horn, Plastic Skirt, Hook Bracket 74, Fire Rating : 43A/233B, Brass Safety Pin | 2080160421002
6290 | 9kg ABC Cartridge Operated Fire Extinguisher c/w LPCB, Fire Rating : 43A/233B/C c/w Hose & Horn, SS J Hook Bracket, Plastic Skirt, Carton Box, (Dwg No. 20801608) | 2080160800000
6291 | 9kg ABC Cartridge Operated Fire Extinguisher c/w MED, Fire Rating : 43A/233B/C c/w Hose & Horn, SS J Hook Bracket, Plastic Skirt, Carton Box, (Dwg No. 20801608) | 2080160800001
6292 | 9kg ABC Cartridge Operated Fire Extinguisher c/w MED, Fire Rating : 43A/233B/C c/w Hose & Horn, SS J Hook Bracket, Plastic Skirt, Carton Box, (Dwg No. 20801608) | 2080160800002
6293 | 9kg ABC Stored Pressure Fire Extinguisher c/w LPCB Approval, Fire Rating: 43A/233B/C c/w Hose & Horn, Plastic Skirt, Hook Bracket 74, Carton Box, (Dwg No. 20801642) | 2080164200000
6294 | 9kg ABC Stored Pressure Fire Extinguisher c/w LPCB Approval, Fire Rating: 43A/233B/C c/w Hose & Horn, Plastic Skirt, Hook Bracket 74, Carton Box, Arabic Wording (Dwg No. 20801642) | 2080164200001
6295 | 9kg ABC Stored Pressure Fire Extinguisher c/w White Colour Band w/o Setsco Label, Fire Rating : 43A/233B, Hose & Horn, Plastic Skirt, Hook Bracket 74, Carton Box | 2080164800000
6296 | 12kg ABC Cartridge Operated Fire Extinguisher C/w LPCB Approval, Fire Rating : 55A/233B/C c/w Hose & Horn, SS J Hook Bracket, Plastic Skirt, Carton Box, (Dwg No. 20801649) | 2080164900000
6297 | 12kg ABC Cartridge Operated Fire Extinguisher C/w MED, Fire Rating : 55A/233B/C c/w Hose & Horn, SS J Hook Bracket, Plastic Skirt, Carton Box, (Dwg No. 20801649) | 2080164900001
6298 | 12kg ABC Cartridge Operated Fire Extinguisher C/w MED, Fire Rating : 55A/233B/C c/w Hose & Horn, SS J Hook Bracket, Plastic Skirt, Carton Box, (Dwg No. 20801649) | 2080164900002
6332 | 9Kg Purple K Stored Pressure Fire Extinguisher C/w LPCB Approval, Fire Rating : 233B/C, Hose & Horn, Plastic Skirt, Hook Bracket 74, Carton Box, (Dwg No. 20804502) | 2080450200000
6333 | 9Kg Purple K Stored Pressure Fire Extinguisher C/w SETSCO Approval, Fire Rating : 233B/C, Hose & Horn, Plastic Skirt, Hook Bracket 74, (Dwg No. 20804502) | 2080450200001
6334 | 9Kg Monnex Stored Pressure Fire Extinguisher c/w LPCB Approval, Fire Rating : 233B/C, Hose & Horn, Plastic Skirt, Hook Bracket 74, Carton Box, (Dwg No. 20804601) | 2080460100000
6335 | 9Kg Monnex Stored Pressure Fire Extinguisher c/w SETSCO Approval, Fire Rating : 233B/C, Hose & Horn, Plastic Skirt, Hook Bracket 74, Carton Box, (Dwg No. 20804601) | 2080460100001
6336 | 9Kg Monnex Stored Pressure Fire Extinguisher c/w LPCB Approval, Arabic Wording, Fire Rating : 233B/C, Hose & Horn, Plastic Skirt, Hook Bracket 74, Carton Box, (Dwg No. 20804601) | 2080460121001
6343 | 12kg ABC Stored Pressure Fire Extinguisher c/w Fire Rating : 43A/233B, Hose & Horn, Plastic Skirt, Hook Bracket 74 | 2080850000000
6344 | 9Kg D Powder Stored Pressure Fire Extinguisher c/w Hose & Horn, Plastic Skirt, Hook Bracket 74 | 2080860000000
6345 | 9Kg Purple K Cartridge Operated Fire Extinguisher, Fire Rating : 233B/C, Hose & Horn, Plastic Skirt, SS J Hook Bracket, Carton Box, | 2080870000000
6346 | 9Kg Monnex Powder Cartridge Operated Fire Extinguisher, Fire Rating : 233B, Hose & Horn, Plastic Skirt And SS J Hook Bracket, Carton Box, | 2080880000000
6347 | 11Kg Monnex Cartridge Operated Fire Extinguisher C/w LPCB Approval, Fire Rating : 233B/C, Hose & Horn, SS J Hook Bracket, Plastic Skirt, Carton Box, (Dwg No. 20808901) | 2080890100000
6348 | 12Kg Purple K Cartridge Operated Fire Extinguisher C/w LPCB Approval, Fire Rating : 233B/C, Hose & Horn, Plastic Skirt, SS J Hook Bracket, Carton Box, (Dwg No. 20809000) | 2080900000000
6349 | 12Kg Purple K Cartridge Operated Fire Extinguisher c/w LPCB Approval, Fire Rating : 233B/C, Hose & Horn, Plastic Skirt, SS J Hook Bracket, Carton Box, Arabic Wording, (Dwg No. 20809000) | 2080900022001
6257 | 1kg ABC Stored Pressure Fire Extinguisher c/w SETSCO Approval, Fire Rating : 5A/55B, Discharge Nozzle (Yellow), Hook Bracket 28, (Dwg No. 20800809) | 2080080000000
6258 | 1kg ABC Stored Pressure Fire Extinguisher, Red Colour, Fire Rating : 5A/55B, *** Note : Fire Rating Of 1Kg ABC Does Not Comply To The Minimum Fire Rating Requirement As Per SS578:2012, Discharge Nozzle (Yellow), w/o Hook Bracket, SS EN3, Do Not Need Setsco Label | 2080080018001
6259 | 1kg ABC Stored Pressure Fire Extinguisher c/w LPCB Approval, Fire Rating : 5A/21B/C, Discharge Nozzle (Yellow), Hook Bracket 28, (Dwg No. 20800809) | 2080080900000
6260 | 1kg ABC Stored Pressure Fire Extinguisher c/w White Colour Band, w/o Setsco Label, Fire Rating : 5A/21B, Yellow Discharge Nozzle, Hook Bracket 28, Carton Box | 2080081500000
6261 | 2kg ABC Stored Pressure Fire Extinguisher c/w SETSCO Approval c/w Discharge Nozzle (Yellow), Hook Bracket 28, Fire Rating : 13A/55B, (Dwg No. 20801018) | 2080100000000
6262 | 2kg ABC Stored Pressure Fire Extinguisher c/w SETSCO Approval and 2 HDB Logo c/w Discharge Nozzle (Yellow), Hook Bracket 28, Fire Rating : 13A/55B, (Dwg No. 20801018) | 2080100000001
6263 | 2kg ABC Stored Pressure Fire Extinguisher c/w LPCB Approval, Fire Rating : 13A/55B/C c/w Discharge Nozzle(Yellow), Hook Bracket 28, Carton Box, (Dwg No. 20801018) | 2080101800000
6264 | 2kg ABC Stored Pressure Fire Extinguisher c/w MED Approval, Fire Rating : 13A/55B/C c/w Discharge Nozzle(Yellow), Hook Bracket 28, Carton Box, (Dwg No. 20801018) | 2080101800001
6265 | 3kg ABC Stored Pressure Fire Extinguisher c/w SETSCO Approval c/w Discharge Nozzle (Yellow), Hook Bracket 36, Fire Rating : 13A/55B, (Dwg No. 20801200) | 2080120000000
6266 | 3kg ABC Stored Pressure Fire Extinguisher c/w SETSCO Approval and 2 HDB Logo, Discharge Nozzle (Yellow), Hook Bracket 36, Fire Rating : 13A/55B, (Dwg No. 20801200) | 2080120000001
6267 | 3kg ABC Stored Pressure Fire Extinguisher c/w Discharge Nozzle (Yellow), Hook Bracket 36, No Label, No Silkscreen | 2080120024001
6268 | 3Kg ABC Stored Pressure Fire Extinguisher, Discharge Nozzle (Yellow), Hook Bracket 36, Carton Box, ABC90, No Label/Silkscreen (Dwg No. 20801200) | 2080121000000
6269 | 3Kg ABC Stored Pressure Fire Extinguisher C/w LPCB Approval, Fire Rating : 13A/55B/C, Discharge Nozzle (Yellow), Hook Bracket 36, Carton Box, (Dwg No. 20801200) | 2080122000000
6270 | 4kg ABC Stored Pressure Fire Extinguisher c/w SETSCO Approval c/w Hose & Horn, Plastic Skirt, Hook Bracket 54, Fire Rating : 21A/144B, (Dwg No. 20801321) | 2080130200000
6271 | 4kg ABC Stored Pressure Fire Extinguisher c/w SETSCO Approval and 2 HDB Logo c/w Hose & Horn, Plastic Skirt, Hook Bracket 54, Fire Rating : 21A/144B, (Dwg No. 20801321) | 2080130200001
6272 | 4Kg ABC Stored Pressure Fire Extinguisher C/w SETSCO Approval, Fire Rating : 21A/144B, Hose & Horn, Metal Skirt, Hook Bracket 54, (Dwg No. 20801321) | 2080130218001
6273 | 4kg ABC Stored Pressure Fire Extinguisher c/w LPCB Approval, Fire Rating : 21A/144B/C c/w Hose & Horn, Plastic Skirt, Hook Bracket 54, Carton Box, (Dwg No. 20801321) | 2080132100000
6274 | 4kg ABC Stored Pressure Fire Extinguisher c/w LPCB Approval, Fire Rating : 21A/144B/C c/w Hose & Horn, Plastic Skirt, Hook Bracket 54, Carton Box, Arabic Wording, (Dwg No. 20801321) | 2080132100001
6275 | 4kg ABC Stored Pressure Fire Extinguisher, c/w Hose & Horn, Plastic Skirt, Hook Bracket 54, Carton Box, ABC90, No Label/Silkscreen (Dwg No. 20801321) | 2080132200000
6276 | 4kg ABC Stored Pressure Fire Extinguisher c/w White Color Band w/o Setsco Label, Fire Rating : 21A/144B, Hose & Horn, Plastic Skirt, Hook Bracket 54, Carton Box | 2080132600000
6277 | 4.5kg ABC Stored Pressure Fire Extinguisher c/w TUV Approval c/w Hose & Horn, Plastic Skirt, Hook Bracket 54, Fire Rating : 13A/70B, (Dwg No. 20801408) | 2080140800000
6278 | 6kg ABC Stored Pressure Fire Extinguisher, c/w SNI Approval, c/w Hose & Horn, Plastic Skirt, Hook Bracket 74, Carton Box, ABC90 (Dwg No. 20801522) | 2080150000001
6279 | 6kg ABC Stored Pressure Fire Extinguisher c/w SETSCO Approval c/w Hose & Horn, Plastic Skirt, Hook Bracket 74, Fire Rating : 34A/233B, (Dwg No. 20801522) | 2080150200000
6280 | 6kg ABC Cartridge Operated Fire Extinguisher c/w LPCB Approval, Fire Rating: 27A/233B/C c/w Hose & Horn, Plastic Skirt, SS J Hook Bracket, Carton Box, (Dwg No. 20801504) | 2080150400000
6281 | 6kg ABC Cartridge Operated Fire Extinguisher c/w MED, Fire Rating: 27A/233B/C c/w Hose & Horn, Plastic Skirt, SS J Hook Bracket, Carton Box, (Dwg No. 20801504) | 2080150400001
6282 | 6kg ABC Cartridge Operated Fire Extinguisher c/w MED, Fire Rating: 27A/144B/C c/w Hose & Horn, Plastic Skirt, SS J Hook Bracket, Carton Box, (Dwg No. 20801504) | 2080150400002
6283 | 6kg ABC Stored Pressure Fire Extinguisher c/w LPCB Approval, Fire Rating: 34A/233B/C c/w Hose & Horn, Plastic Skirt, Hook Bracket 74, Carton Box, (Dwg No. 20801522) | 2080152200000
6284 | 6Kg ABC Stored Pressure Fire Extinguisher C/w White Colour Band, Fire Rating : 34A/233B, Hose & Horn, Plastic Skirt, Hook Bracket 74, Carton Box, (Dwg No. 20801522) | 2080152200001
6285 | 6kg ABC Stored Pressure Fire Extinguisher c/w LPCB, Fire Rating: 34A/233B c/w Hose & Horn, Plastic Skirt, Hook Bracket 74, Carton Box, Arabic Wording, (Dwg No. 20801522) | 2080152221001
6286 | 9kg ABC Stored Pressure Fire Extinguisher, c/w Hose & Horn, Plastic Skirt, Hook Bracket 74, Carton Box, ABC90, No Label/Silkscreen (Dwg No. 20801642) | 2080160000000
6287 | 9kg ABC Stored Pressure Fire Extinguisher c/w SETSCO Approval c/w Hose & Horn, Plastic Skirt, Hook Bracket 74, Fire Rating : 43A/233B, (Dwg No. 20801642) | 2080160400000
6288 | 9kg ABC Stored Pressure Fire Extinguisher c/w SETSCO Approval and 2 HDB Logo c/w Hose & Horn, Plastic Skirt, Hook Bracket 74, Fire Rating : 43A/233B, (Dwg No. 20801642) | 2080160400001
6289 | 9kg ABC Stored Pressure Fire Extinguisher c/w SETSCO Approval c/w Hose & Horn, Plastic Skirt, Hook Bracket 74, Fire Rating : 43A/233B, Brass Safety Pin | 2080160421002
6290 | 9kg ABC Cartridge Operated Fire Extinguisher c/w LPCB, Fire Rating : 43A/233B/C c/w Hose & Horn, SS J Hook Bracket, Plastic Skirt, Carton Box, (Dwg No. 20801608) | 2080160800000
6291 | 9kg ABC Cartridge Operated Fire Extinguisher c/w MED, Fire Rating : 43A/233B/C c/w Hose & Horn, SS J Hook Bracket, Plastic Skirt, Carton Box, (Dwg No. 20801608) | 2080160800001
6292 | 9kg ABC Cartridge Operated Fire Extinguisher c/w MED, Fire Rating : 43A/233B/C c/w Hose & Horn, SS J Hook Bracket, Plastic Skirt, Carton Box, (Dwg No. 20801608) | 2080160800002
6293 | 9kg ABC Stored Pressure Fire Extinguisher c/w LPCB Approval, Fire Rating: 43A/233B/C c/w Hose & Horn, Plastic Skirt, Hook Bracket 74, Carton Box, (Dwg No. 20801642) | 2080164200000
6294 | 9kg ABC Stored Pressure Fire Extinguisher c/w LPCB Approval, Fire Rating: 43A/233B/C c/w Hose & Horn, Plastic Skirt, Hook Bracket 74, Carton Box, Arabic Wording (Dwg No. 20801642) | 2080164200001
6295 | 9kg ABC Stored Pressure Fire Extinguisher c/w White Colour Band w/o Setsco Label, Fire Rating : 43A/233B, Hose & Horn, Plastic Skirt, Hook Bracket 74, Carton Box | 2080164800000
6296 | 12kg ABC Cartridge Operated Fire Extinguisher C/w LPCB Approval, Fire Rating : 55A/233B/C c/w Hose & Horn, SS J Hook Bracket, Plastic Skirt, Carton Box, (Dwg No. 20801649) | 2080164900000
6297 | 12kg ABC Cartridge Operated Fire Extinguisher C/w MED, Fire Rating : 55A/233B/C c/w Hose & Horn, SS J Hook Bracket, Plastic Skirt, Carton Box, (Dwg No. 20801649) | 2080164900001
6298 | 12kg ABC Cartridge Operated Fire Extinguisher C/w MED, Fire Rating : 55A/233B/C c/w Hose & Horn, SS J Hook Bracket, Plastic Skirt, Carton Box, (Dwg No. 20801649) | 2080164900002
6332 | 9Kg Purple K Stored Pressure Fire Extinguisher C/w LPCB Approval, Fire Rating : 233B/C, Hose & Horn, Plastic Skirt, Hook Bracket 74, Carton Box, (Dwg No. 20804502) | 2080450200000
6333 | 9Kg Purple K Stored Pressure Fire Extinguisher C/w SETSCO Approval, Fire Rating : 233B/C, Hose & Horn, Plastic Skirt, Hook Bracket 74, (Dwg No. 20804502) | 2080450200001
6334 | 9Kg Monnex Stored Pressure Fire Extinguisher c/w LPCB Approval, Fire Rating : 233B/C, Hose & Horn, Plastic Skirt, Hook Bracket 74, Carton Box, (Dwg No. 20804601) | 2080460100000
6335 | 9Kg Monnex Stored Pressure Fire Extinguisher c/w SETSCO Approval, Fire Rating : 233B/C, Hose & Horn, Plastic Skirt, Hook Bracket 74, Carton Box, (Dwg No. 20804601) | 2080460100001
6336 | 9Kg Monnex Stored Pressure Fire Extinguisher c/w LPCB Approval, Arabic Wording, Fire Rating : 233B/C, Hose & Horn, Plastic Skirt, Hook Bracket 74, Carton Box, (Dwg No. 20804601) | 2080460121001
6343 | 12kg ABC Stored Pressure Fire Extinguisher c/w Fire Rating : 43A/233B, Hose & Horn, Plastic Skirt, Hook Bracket 74 | 2080850000000
6344 | 9Kg D Powder Stored Pressure Fire Extinguisher c/w Hose & Horn, Plastic Skirt, Hook Bracket 74 | 2080860000000
6345 | 9Kg Purple K Cartridge Operated Fire Extinguisher, Fire Rating : 233B/C, Hose & Horn, Plastic Skirt, SS J Hook Bracket, Carton Box, | 2080870000000
6346 | 9Kg Monnex Powder Cartridge Operated Fire Extinguisher, Fire Rating : 233B, Hose & Horn, Plastic Skirt And SS J Hook Bracket, Carton Box, | 2080880000000
6347 | 11Kg Monnex Cartridge Operated Fire Extinguisher C/w LPCB Approval, Fire Rating : 233B/C, Hose & Horn, SS J Hook Bracket, Plastic Skirt, Carton Box, (Dwg No. 20808901) | 2080890100000
6348 | 12Kg Purple K Cartridge Operated Fire Extinguisher C/w LPCB Approval, Fire Rating : 233B/C, Hose & Horn, Plastic Skirt, SS J Hook Bracket, Carton Box, (Dwg No. 20809000) | 2080900000000
6349 | 12Kg Purple K Cartridge Operated Fire Extinguisher c/w LPCB Approval, Fire Rating : 233B/C, Hose & Horn, Plastic Skirt, SS J Hook Bracket, Carton Box, Arabic Wording, (Dwg No. 20809000) | 2080900022001
6257 | 1kg ABC Stored Pressure Fire Extinguisher c/w SETSCO Approval, Fire Rating : 5A/55B, Discharge Nozzle (Yellow), Hook Bracket 28, (Dwg No. 20800809) | 2080080000000
6258 | 1kg ABC Stored Pressure Fire Extinguisher, Red Colour, Fire Rating : 5A/55B, *** Note : Fire Rating Of 1Kg ABC Does Not Comply To The Minimum Fire Rating Requirement As Per SS578:2012, Discharge Nozzle (Yellow), w/o Hook Bracket, SS EN3, Do Not Need Setsco Label | 2080080018001
6259 | 1kg ABC Stored Pressure Fire Extinguisher c/w LPCB Approval, Fire Rating : 5A/21B/C, Discharge Nozzle (Yellow), Hook Bracket 28, (Dwg No. 20800809) | 2080080900000
6260 | 1kg ABC Stored Pressure Fire Extinguisher c/w White Colour Band, w/o Setsco Label, Fire Rating : 5A/21B, Yellow Discharge Nozzle, Hook Bracket 28, Carton Box | 2080081500000
6261 | 2kg ABC Stored Pressure Fire Extinguisher c/w SETSCO Approval c/w Discharge Nozzle (Yellow), Hook Bracket 28, Fire Rating : 13A/55B, (Dwg No. 20801018) | 2080100000000
6262 | 2kg ABC Stored Pressure Fire Extinguisher c/w SETSCO Approval and 2 HDB Logo c/w Discharge Nozzle (Yellow), Hook Bracket 28, Fire Rating : 13A/55B, (Dwg No. 20801018) | 2080100000001
6263 | 2kg ABC Stored Pressure Fire Extinguisher c/w LPCB Approval, Fire Rating : 13A/55B/C c/w Discharge Nozzle(Yellow), Hook Bracket 28, Carton Box, (Dwg No. 20801018) | 2080101800000
6264 | 2kg ABC Stored Pressure Fire Extinguisher c/w MED Approval, Fire Rating : 13A/55B/C c/w Discharge Nozzle(Yellow), Hook Bracket 28, Carton Box, (Dwg No. 20801018) | 2080101800001
6265 | 3kg ABC Stored Pressure Fire Extinguisher c/w SETSCO Approval c/w Discharge Nozzle (Yellow), Hook Bracket 36, Fire Rating : 13A/55B, (Dwg No. 20801200) | 2080120000000
6266 | 3kg ABC Stored Pressure Fire Extinguisher c/w SETSCO Approval and 2 HDB Logo, Discharge Nozzle (Yellow), Hook Bracket 36, Fire Rating : 13A/55B, (Dwg No. 20801200) | 2080120000001
6267 | 3kg ABC Stored Pressure Fire Extinguisher c/w Discharge Nozzle (Yellow), Hook Bracket 36, No Label, No Silkscreen | 2080120024001
6268 | 3Kg ABC Stored Pressure Fire Extinguisher, Discharge Nozzle (Yellow), Hook Bracket 36, Carton Box, ABC90, No Label/Silkscreen (Dwg No. 20801200) | 2080121000000
6269 | 3Kg ABC Stored Pressure Fire Extinguisher C/w LPCB Approval, Fire Rating : 13A/55B/C, Discharge Nozzle (Yellow), Hook Bracket 36, Carton Box, (Dwg No. 20801200) | 2080122000000
6270 | 4kg ABC Stored Pressure Fire Extinguisher c/w SETSCO Approval c/w Hose & Horn, Plastic Skirt, Hook Bracket 54, Fire Rating : 21A/144B, (Dwg No. 20801321) | 2080130200000
6271 | 4kg ABC Stored Pressure Fire Extinguisher c/w SETSCO Approval and 2 HDB Logo c/w Hose & Horn, Plastic Skirt, Hook Bracket 54, Fire Rating : 21A/144B, (Dwg No. 20801321) | 2080130200001
6272 | 4Kg ABC Stored Pressure Fire Extinguisher C/w SETSCO Approval, Fire Rating : 21A/144B, Hose & Horn, Metal Skirt, Hook Bracket 54, (Dwg No. 20801321) | 2080130218001
6273 | 4kg ABC Stored Pressure Fire Extinguisher c/w LPCB Approval, Fire Rating : 21A/144B/C c/w Hose & Horn, Plastic Skirt, Hook Bracket 54, Carton Box, (Dwg No. 20801321) | 2080132100000
6274 | 4kg ABC Stored Pressure Fire Extinguisher c/w LPCB Approval, Fire Rating : 21A/144B/C c/w Hose & Horn, Plastic Skirt, Hook Bracket 54, Carton Box, Arabic Wording, (Dwg No. 20801321) | 2080132100001
6275 | 4kg ABC Stored Pressure Fire Extinguisher, c/w Hose & Horn, Plastic Skirt, Hook Bracket 54, Carton Box, ABC90, No Label/Silkscreen (Dwg No. 20801321) | 2080132200000
6276 | 4kg ABC Stored Pressure Fire Extinguisher c/w White Color Band w/o Setsco Label, Fire Rating : 21A/144B, Hose & Horn, Plastic Skirt, Hook Bracket 54, Carton Box | 2080132600000
6277 | 4.5kg ABC Stored Pressure Fire Extinguisher c/w TUV Approval c/w Hose & Horn, Plastic Skirt, Hook Bracket 54, Fire Rating : 13A/70B, (Dwg No. 20801408) | 2080140800000
6278 | 6kg ABC Stored Pressure Fire Extinguisher, c/w SNI Approval, c/w Hose & Horn, Plastic Skirt, Hook Bracket 74, Carton Box, ABC90 (Dwg No. 20801522) | 2080150000001
6279 | 6kg ABC Stored Pressure Fire Extinguisher c/w SETSCO Approval c/w Hose & Horn, Plastic Skirt, Hook Bracket 74, Fire Rating : 34A/233B, (Dwg No. 20801522) | 2080150200000
6280 | 6kg ABC Cartridge Operated Fire Extinguisher c/w LPCB Approval, Fire Rating: 27A/233B/C c/w Hose & Horn, Plastic Skirt, SS J Hook Bracket, Carton Box, (Dwg No. 20801504) | 2080150400000
6281 | 6kg ABC Cartridge Operated Fire Extinguisher c/w MED, Fire Rating: 27A/233B/C c/w Hose & Horn, Plastic Skirt, SS J Hook Bracket, Carton Box, (Dwg No. 20801504) | 2080150400001
6282 | 6kg ABC Cartridge Operated Fire Extinguisher c/w MED, Fire Rating: 27A/144B/C c/w Hose & Horn, Plastic Skirt, SS J Hook Bracket, Carton Box, (Dwg No. 20801504) | 2080150400002
6283 | 6kg ABC Stored Pressure Fire Extinguisher c/w LPCB Approval, Fire Rating: 34A/233B/C c/w Hose & Horn, Plastic Skirt, Hook Bracket 74, Carton Box, (Dwg No. 20801522) | 2080152200000
6284 | 6Kg ABC Stored Pressure Fire Extinguisher C/w White Colour Band, Fire Rating : 34A/233B, Hose & Horn, Plastic Skirt, Hook Bracket 74, Carton Box, (Dwg No. 20801522) | 2080152200001
6285 | 6kg ABC Stored Pressure Fire Extinguisher c/w LPCB, Fire Rating: 34A/233B c/w Hose & Horn, Plastic Skirt, Hook Bracket 74, Carton Box, Arabic Wording, (Dwg No. 20801522) | 2080152221001
6286 | 9kg ABC Stored Pressure Fire Extinguisher, c/w Hose & Horn, Plastic Skirt, Hook Bracket 74, Carton Box, ABC90, No Label/Silkscreen (Dwg No. 20801642) | 2080160000000
6287 | 9kg ABC Stored Pressure Fire Extinguisher c/w SETSCO Approval c/w Hose & Horn, Plastic Skirt, Hook Bracket 74, Fire Rating : 43A/233B, (Dwg No. 20801642) | 2080160400000
6288 | 9kg ABC Stored Pressure Fire Extinguisher c/w SETSCO Approval and 2 HDB Logo c/w Hose & Horn, Plastic Skirt, Hook Bracket 74, Fire Rating : 43A/233B, (Dwg No. 20801642) | 2080160400001
6289 | 9kg ABC Stored Pressure Fire Extinguisher c/w SETSCO Approval c/w Hose & Horn, Plastic Skirt, Hook Bracket 74, Fire Rating : 43A/233B, Brass Safety Pin | 2080160421002
6290 | 9kg ABC Cartridge Operated Fire Extinguisher c/w LPCB, Fire Rating : 43A/233B/C c/w Hose & Horn, SS J Hook Bracket, Plastic Skirt, Carton Box, (Dwg No. 20801608) | 2080160800000
6291 | 9kg ABC Cartridge Operated Fire Extinguisher c/w MED, Fire Rating : 43A/233B/C c/w Hose & Horn, SS J Hook Bracket, Plastic Skirt, Carton Box, (Dwg No. 20801608) | 2080160800001
6292 | 9kg ABC Cartridge Operated Fire Extinguisher c/w MED, Fire Rating : 43A/233B/C c/w Hose & Horn, SS J Hook Bracket, Plastic Skirt, Carton Box, (Dwg No. 20801608) | 2080160800002
6293 | 9kg ABC Stored Pressure Fire Extinguisher c/w LPCB Approval, Fire Rating: 43A/233B/C c/w Hose & Horn, Plastic Skirt, Hook Bracket 74, Carton Box, (Dwg No. 20801642) | 2080164200000
6294 | 9kg ABC Stored Pressure Fire Extinguisher c/w LPCB Approval, Fire Rating: 43A/233B/C c/w Hose & Horn, Plastic Skirt, Hook Bracket 74, Carton Box, Arabic Wording (Dwg No. 20801642) | 2080164200001
6295 | 9kg ABC Stored Pressure Fire Extinguisher c/w White Colour Band w/o Setsco Label, Fire Rating : 43A/233B, Hose & Horn, Plastic Skirt, Hook Bracket 74, Carton Box | 2080164800000
6296 | 12kg ABC Cartridge Operated Fire Extinguisher C/w LPCB Approval, Fire Rating : 55A/233B/C c/w Hose & Horn, SS J Hook Bracket, Plastic Skirt, Carton Box, (Dwg No. 20801649) | 2080164900000
6297 | 12kg ABC Cartridge Operated Fire Extinguisher C/w MED, Fire Rating : 55A/233B/C c/w Hose & Horn, SS J Hook Bracket, Plastic Skirt, Carton Box, (Dwg No. 20801649) | 2080164900001
6298 | 12kg ABC Cartridge Operated Fire Extinguisher C/w MED, Fire Rating : 55A/233B/C c/w Hose & Horn, SS J Hook Bracket, Plastic Skirt, Carton Box, (Dwg No. 20801649) | 2080164900002
6332 | 9Kg Purple K Stored Pressure Fire Extinguisher C/w LPCB Approval, Fire Rating : 233B/C, Hose & Horn, Plastic Skirt, Hook Bracket 74, Carton Box, (Dwg No. 20804502) | 2080450200000
6333 | 9Kg Purple K Stored Pressure Fire Extinguisher C/w SETSCO Approval, Fire Rating : 233B/C, Hose & Horn, Plastic Skirt, Hook Bracket 74, (Dwg No. 20804502) | 2080450200001
6334 | 9Kg Monnex Stored Pressure Fire Extinguisher c/w LPCB Approval, Fire Rating : 233B/C, Hose & Horn, Plastic Skirt, Hook Bracket 74, Carton Box, (Dwg No. 20804601) | 2080460100000
6335 | 9Kg Monnex Stored Pressure Fire Extinguisher c/w SETSCO Approval, Fire Rating : 233B/C, Hose & Horn, Plastic Skirt, Hook Bracket 74, Carton Box, (Dwg No. 20804601) | 2080460100001
6336 | 9Kg Monnex Stored Pressure Fire Extinguisher c/w LPCB Approval, Arabic Wording, Fire Rating : 233B/C, Hose & Horn, Plastic Skirt, Hook Bracket 74, Carton Box, (Dwg No. 20804601) | 2080460121001
6343 | 12kg ABC Stored Pressure Fire Extinguisher c/w Fire Rating : 43A/233B, Hose & Horn, Plastic Skirt, Hook Bracket 74 | 2080850000000
6344 | 9Kg D Powder Stored Pressure Fire Extinguisher c/w Hose & Horn, Plastic Skirt, Hook Bracket 74 | 2080860000000
6345 | 9Kg Purple K Cartridge Operated Fire Extinguisher, Fire Rating : 233B/C, Hose & Horn, Plastic Skirt, SS J Hook Bracket, Carton Box, | 2080870000000
6346 | 9Kg Monnex Powder Cartridge Operated Fire Extinguisher, Fire Rating : 233B, Hose & Horn, Plastic Skirt And SS J Hook Bracket, Carton Box, | 2080880000000
6347 | 11Kg Monnex Cartridge Operated Fire Extinguisher C/w LPCB Approval, Fire Rating : 233B/C, Hose & Horn, SS J Hook Bracket, Plastic Skirt, Carton Box, (Dwg No. 20808901) | 2080890100000
6348 | 12Kg Purple K Cartridge Operated Fire Extinguisher C/w LPCB Approval, Fire Rating : 233B/C, Hose & Horn, Plastic Skirt, SS J Hook Bracket, Carton Box, (Dwg No. 20809000) | 2080900000000
6349 | 12Kg Purple K Cartridge Operated Fire Extinguisher c/w LPCB Approval, Fire Rating : 233B/C, Hose & Horn, Plastic Skirt, SS J Hook Bracket, Carton Box, Arabic Wording, (Dwg No. 20809000) | 2080900022001

## _ ('default_code', '=ilike'3
BOM ID | Product Name | Product Code
6238 | 2kg Halotron I Stored Pressure Fire Extinguisher C/w Setsco Approval, Fire Rating : 5A/34B, Hose & Aluminium Nozzle, Hook Bracket 28, | 2080010000000
6239 | 4kg Halotron I Stored Pressure Fire Extinguisher c/w Setsco Approval c/w Hose & Aluminium Nozzle, Hook Bracket 54, Plastic Skirt, Fire Rating : 8A/55B | 2080020400000
6240 | 4kg Halotron BrX Stored Pressure Fire Extinguisher C/w TUV Approval SS EN3, c/w Hose & 5.7mm Aluminium Nozzle, Hook Bracket 54, Plastic Skirt, Fire Rating : 13A/70B (Drawing No. 20800211) | 2080021100000
6241 | 4kg Halotron BrX Stored Pressure Fire Extinguisher, Approval EN3, c/w Hose & 5.7mm Aluminium Nozzle, Hook Bracket 54, Plastic Skirt, Fire Rating : 13A/70B (Drawing No. 20800211) | 2080021100001
6242 | 2kg Halotron BrX Stored Pressure Fire Extinguisher C/w TUV Approval SS EN3, C/w Hose & 5.0mm Aluminium Nozzle, Hook Bracket 28, Fire Rating : 5A/34B (Drawing No. 20800212) | 2080021200000
6243 | 2kg Halotron BrX Stored Pressure Fire Extinguisher, Approval EN3, C/w Hose & 5.0mm Aluminium Nozzle, Hook Bracket 28, Fire Rating : 5A/34B (Drawing No. 20800212) | 2080021200001
6244 | 6kg Halotron I Stored Pressure Fire Extinguisher c/w SETSCO Approval c/w Hose & Aluminium Nozzle, Hook Bracket 74, Plastic Skirt, Fire Rating : 13A/70B | 2080030400000
6245 | 6kg Halotron I Stored Pressure Fire Extinguisher c/w SETSCO Approval c/w Hose & Aluminium Nozzle, Hook Bracket 74, Plastic Skirt, Fire Rating : 13A/70B, Carton Box | 2080030400001
6299 | 9 Liter Foam Stored Pressure Fire Extinguisher c/w SETSCO, Fire Rating: 34A/233B c/w Hose & Foam Nozzle, Plastic Skirt, Hook Bracket 74, (Dwg No. 20801736) | 2080170200000
6300 | 9 Liter Water Stored Pressure Fire Extinguisher c/w LPCB Approval, Fire Rating : 13A, Hose & Nozzle, Plastic Skirt, Hook Bracket 74, Carton Box, (Dwg. No. 20801706) | 2080170600000
6301 | 9 Liter Water Stored Pressure Fire Extinguisher c/w LPCB Approval c/w Arabic Wordings, Fire Rating 13A, Hose & Nozzle, Plastic Skirt, Hook Bracket 74, Carton Box, (Dwg. No. 20801706) | 2080170600001
6302 | 9 Liter Foam Cartridge Operated Fire Extinguisher c/w LPCB Approval, Fire Rating : 34A/233B c/w Hose & Foam Nozzle, SS J Hook Bracket, Plastic Skirt, Carton Box, (Dwg No. 20801708) | 2080170800000
6303 | 9 Liter Foam Cartridge Operated Fire Extinguisher c/w MED, Fire Rating : 34A/233B c/w Hose & Foam Nozzle, SS J Hook Bracket, Plastic Skirt, Carton Box, (Dwg No. 20801708) | 2080170800001
6304 | 9 Liter Foam Cartridge Operated Fire Extinguisher c/w MED, Fire Rating : 34A/233B c/w Hose & Foam Nozzle, SS J Hook Bracket, Plastic Skirt, Carton Box, (Dwg No. 20801708) | 2080170800002
6305 | 9 Liter Water W/Additive Cartridge Fire Extinguisher c/w LPCB Approval, Fire Rating : 21A, Hose & Nozzle, Plastic Skirt, SS J Hook Bracket, Plastic Skirt, Carton Box, (Dwg No. 20801709) | 2080170900000
6306 | 9 Liter Water W/Additive Cartridge Fire Extinguisher C/w MED, Fire Rating : 21A, Hose & Nozzle, Plastic Skirt, SS J Hook Bracket, Plastic Skirt, Carton Box, (Dwg No. 20801709) | 2080170900002
6307 | 9 Liter Foam Stored Pressure Fire Extinguisher c/w LPCB Approval, Fire Rating : 34A/233B c/w Hose & Foam Nozzle, Plastic Skirt, Hook Bracket 74, Carton Box, (Dwg No. 20801736) | 2080173600000
6308 | 9 Liter Foam Stored Pressure Fire Extinguisher c/w LPCB Approval c/w Arabic Wordings, Fire Rating 34A/233B c/w Hose & Foam Nozzle, Plastic Skirt, Hook Bracket 74, Carton Box, (Dwg No. 20801736) | 2080173600001
6309 | 12 Liter FFFP Foam Cart Fire Extinguisher, c/w Hose & Foam Nozzle, Plastic Skirt, Without Approval | 2080173624002
6310 | 9 Liter Water Additive Stored Pressure Fire Extinguisher c/w LPCB Approval, Fire Rating : 21A, Hose & Nozzle, Plastic Skirt, Hook Bracket 74, Carton Box, (Dwg No. 20801737) | 2080173700000
6311 | 9 Liter Foam Stored Pressure Fire Extinguisher c/w Blue Colour Band w/o Setsco Label, Fire Rating: 34A/233B, Hose & Foam Nozzle, Plastic Skirt, Hook Bracket 74, Carton Box | 2080173900000
6320 | 6 Liter Foam Stored Pressure Fire Extinguisher w/o Setsco Label, Fire Rating: 8A/113B, Hose & Foam Nozzle, Plastic Skirt, Hook Bracket 74, (Dwg No. 20802500) | 2080250000000
6321 | 6 Liter Water Stored Pressure Fire Extinguisher, C/w LPCB Approval, Fire Rating : 8A, Hose & Nozzle, Plastic Skirt, Hook Bracket 74, Carton Box, (Dwg No. 20802502) | 2080250200000
6322 | 6 Liter Foam Stored Pressure Fire Extinguisher c/w LPCB Approval, Fire Rating: 8A/113B, Hose & Foam Nozzle, Plastic Skirt, Hook Bracket 74, Carton Box, (Dwg No. 20802500) | 2080251400000
6323 | Automatic Halotron Fire Ext, 3Kg Direct System Complete With Diaphragm Pressure Switch, W/O Detection Tube, | 2080361400000
6324 | Automatic Halotron Fire Ext, 4Kg Direct System Complete With Diaphragm Pressure Switch, W/O Detection Tube, | 2080361500000
6325 | Automatic Halotron Fire Ext, 6Kg Direct System Complete With Diaphragm Pressure Switch, W/O Detection Tube, | 2080361600000
6326 | Automatic Halotron Fire Ext, 4Kg Direct System For Angle Installation Complete With Diaphragm Pressure Switch, W/O Detection Tube, | 2080361700000
6327 | Automatic Halotron Fire Ext, 6Kg Direct System For Angle Installation Complete With Diaphragm Pressure Switch, W/O Detection Tube, | 2080361800000
6328 | Automatic Halotron Fire Ext, 1Kg Direct System Complete Cw Detection Tube, | 2080361900000
6329 | 6Kg Halotron I Automatic Fire Extinguisher (Vertical Type),,Red Color,,W/O Psb,,C/W Ceiling Bracket, Sprinkler Head 93 Degree, | 2080362000000
6330 | 9 Liter Water Stored Pressure Fire Extinguisher c/w Red Colour band w/o SETSCO Label, Fire Rating : 13A, Hose & Nozzle, Plastic Skirt, Hook Bracket 74, Carton Box | 2080420000000
6331 | 9 Liter Water Additive Stored Pressure Fire Extinguisher c/w SETSCO Approval, Fire Rating 21A, Hose & Nozzle, Plastic Skirt, Hook Bracket 74, (Dwg No. 20801737) | 2080430000000
6350 | 2L Watermist Stored Pressure Fire Extinguisher c/w SETSCO Approval, Fire Rating 5A, 21B, 25F | 2080924700000
6351 | 6L Watermist Stored Pressure Fire Extinguisher c/w SETSCO Approval, Fire Rating 13A, 21B, 40F | 2080924900000
6352 | 2L Watermist With Inilam AX Additives Stored Pressure Fire Extinguisher c/w SETSCO Approval, Fire Rating 8A, 21B, 25F | 2080925300000
6353 | 9L Watermist Stored Pressure Fire Extinguisher c/w SETSCO Approval, Fire Rating 21A, 21B, 40F, Stainless Steel Cylinder | 2080925500000
6354 | 2L Watermist Stored Pressure Fire Extinguisher c/w SETSCO approval, Fire Rating 5A/21B/25F | 2080925600000
6355 | 1.4L Watermist Stored Pressure Fire Extinguisher, Fire Rating 5A | 2080925700000
6356 | 1.5L, Watermist Stored Pressure Fire Extinguisher | 2080925800000
6357 | 3L Watermist With Additives Stored Pressure Fire Extinguisher c/w TUV Approval SS EN3-7, Fire Rating 13A, 55B, 40F, (Dwg No. 20809260) | 2080926000000
6358 | 6L Watermist With Additives Stored Pressure Fire Extinguisher c/w TUV Approval SS EN3, Fire Rating 21A/144B/75F, (Dwg No. 20809263) | 2080926300000
6359 | 6L Watermist with Additives Stored Pressure Fire Extinguisher c/w TUV Approval EN3, Fire Rating 21A/144B/75F, Carton Box, (Dwg No. 20809267) | 2080926700000
6360 | 6L Watermist with Additives Stored Pressure Fire Extinguisher c/w MED Approval EN3, Fire Rating 21A/144B/75F, Carton Box, (Dwg No. 20809267) | 2080926700001
6361 | 3L Watermist With Additives Stored Pressure Fire Extinguisher c/w TUV Approval EN3, Fire Rating 13A, 55B, 40F, Carton Box, (Dwg No. 20809260) | 2080927100000
6362 | 6L Fluorine Free Lithium Ion Battery Fire Extinguisher c/w TUV Approval SS EN3 & NTA 8133, Fire Rating 13A/34B/75F & Li 600Wh, Hook Bracket 74, (Dwg No. 20809272) | 2080927200000
6363 | 6L Fluorine Free Lithium Ion Battery Fire Extinguisher c/w TUV Approval EN3 & NTA 8133, Fire Rating 13A, 34B, 75F & Li 600Wh, Hook Bracket 74, Carton Box (Dwg No. 20809272) | 2080927200001
6364 | 6L Fluorine Free Lithium Ion Battery Fire Extinguisher c/w Kitemark Approval EN3 & NTA 8133, Fire Rating 13A, 34B, 75F & Li 600Wh, Hook Bracket 74, Carton Box (Dwg No. 20809272) | 2080927200002
6365 | 6L Fluorine Free Lithium Ion Battery Fire Extinguisher c/w TUV Approval EN3 & NTA 8133, Fire Rating 13A, 34B, 75F & Li 600Wh, Hook Bracket 74, Carton Box (Dwg No. 20809272) | 2080927200003
6366 | 6L Fluorine Free Lithium Ion Battery Fire Extinguisher c/w Kitemark Approval EN3 & NTA 8133, Fire Rating 13A, 34B, 75F & Li 600Wh, Hook Bracket 74, Carton Box (Dwg No. 20809272) | 2080927200004
6367 | 2L Fluorine Free Lithium Ion Battery Fire Extinguisher c/w Hose and Nozzle | 2080927300000
6238 | 2kg Halotron I Stored Pressure Fire Extinguisher C/w Setsco Approval, Fire Rating : 5A/34B, Hose & Aluminium Nozzle, Hook Bracket 28, | 2080010000000
6239 | 4kg Halotron I Stored Pressure Fire Extinguisher c/w Setsco Approval c/w Hose & Aluminium Nozzle, Hook Bracket 54, Plastic Skirt, Fire Rating : 8A/55B | 2080020400000
6240 | 4kg Halotron BrX Stored Pressure Fire Extinguisher C/w TUV Approval SS EN3, c/w Hose & 5.7mm Aluminium Nozzle, Hook Bracket 54, Plastic Skirt, Fire Rating : 13A/70B (Drawing No. 20800211) | 2080021100000
6241 | 4kg Halotron BrX Stored Pressure Fire Extinguisher, Approval EN3, c/w Hose & 5.7mm Aluminium Nozzle, Hook Bracket 54, Plastic Skirt, Fire Rating : 13A/70B (Drawing No. 20800211) | 2080021100001
6242 | 2kg Halotron BrX Stored Pressure Fire Extinguisher C/w TUV Approval SS EN3, C/w Hose & 5.0mm Aluminium Nozzle, Hook Bracket 28, Fire Rating : 5A/34B (Drawing No. 20800212) | 2080021200000
6243 | 2kg Halotron BrX Stored Pressure Fire Extinguisher, Approval EN3, C/w Hose & 5.0mm Aluminium Nozzle, Hook Bracket 28, Fire Rating : 5A/34B (Drawing No. 20800212) | 2080021200001
6244 | 6kg Halotron I Stored Pressure Fire Extinguisher c/w SETSCO Approval c/w Hose & Aluminium Nozzle, Hook Bracket 74, Plastic Skirt, Fire Rating : 13A/70B | 2080030400000
6245 | 6kg Halotron I Stored Pressure Fire Extinguisher c/w SETSCO Approval c/w Hose & Aluminium Nozzle, Hook Bracket 74, Plastic Skirt, Fire Rating : 13A/70B, Carton Box | 2080030400001
6299 | 9 Liter Foam Stored Pressure Fire Extinguisher c/w SETSCO, Fire Rating: 34A/233B c/w Hose & Foam Nozzle, Plastic Skirt, Hook Bracket 74, (Dwg No. 20801736) | 2080170200000
6300 | 9 Liter Water Stored Pressure Fire Extinguisher c/w LPCB Approval, Fire Rating : 13A, Hose & Nozzle, Plastic Skirt, Hook Bracket 74, Carton Box, (Dwg. No. 20801706) | 2080170600000
6301 | 9 Liter Water Stored Pressure Fire Extinguisher c/w LPCB Approval c/w Arabic Wordings, Fire Rating 13A, Hose & Nozzle, Plastic Skirt, Hook Bracket 74, Carton Box, (Dwg. No. 20801706) | 2080170600001
6302 | 9 Liter Foam Cartridge Operated Fire Extinguisher c/w LPCB Approval, Fire Rating : 34A/233B c/w Hose & Foam Nozzle, SS J Hook Bracket, Plastic Skirt, Carton Box, (Dwg No. 20801708) | 2080170800000
6303 | 9 Liter Foam Cartridge Operated Fire Extinguisher c/w MED, Fire Rating : 34A/233B c/w Hose & Foam Nozzle, SS J Hook Bracket, Plastic Skirt, Carton Box, (Dwg No. 20801708) | 2080170800001
6304 | 9 Liter Foam Cartridge Operated Fire Extinguisher c/w MED, Fire Rating : 34A/233B c/w Hose & Foam Nozzle, SS J Hook Bracket, Plastic Skirt, Carton Box, (Dwg No. 20801708) | 2080170800002
6305 | 9 Liter Water W/Additive Cartridge Fire Extinguisher c/w LPCB Approval, Fire Rating : 21A, Hose & Nozzle, Plastic Skirt, SS J Hook Bracket, Plastic Skirt, Carton Box, (Dwg No. 20801709) | 2080170900000
6306 | 9 Liter Water W/Additive Cartridge Fire Extinguisher C/w MED, Fire Rating : 21A, Hose & Nozzle, Plastic Skirt, SS J Hook Bracket, Plastic Skirt, Carton Box, (Dwg No. 20801709) | 2080170900002
6307 | 9 Liter Foam Stored Pressure Fire Extinguisher c/w LPCB Approval, Fire Rating : 34A/233B c/w Hose & Foam Nozzle, Plastic Skirt, Hook Bracket 74, Carton Box, (Dwg No. 20801736) | 2080173600000
6308 | 9 Liter Foam Stored Pressure Fire Extinguisher c/w LPCB Approval c/w Arabic Wordings, Fire Rating 34A/233B c/w Hose & Foam Nozzle, Plastic Skirt, Hook Bracket 74, Carton Box, (Dwg No. 20801736) | 2080173600001
6309 | 12 Liter FFFP Foam Cart Fire Extinguisher, c/w Hose & Foam Nozzle, Plastic Skirt, Without Approval | 2080173624002
6310 | 9 Liter Water Additive Stored Pressure Fire Extinguisher c/w LPCB Approval, Fire Rating : 21A, Hose & Nozzle, Plastic Skirt, Hook Bracket 74, Carton Box, (Dwg No. 20801737) | 2080173700000
6311 | 9 Liter Foam Stored Pressure Fire Extinguisher c/w Blue Colour Band w/o Setsco Label, Fire Rating: 34A/233B, Hose & Foam Nozzle, Plastic Skirt, Hook Bracket 74, Carton Box | 2080173900000
6320 | 6 Liter Foam Stored Pressure Fire Extinguisher w/o Setsco Label, Fire Rating: 8A/113B, Hose & Foam Nozzle, Plastic Skirt, Hook Bracket 74, (Dwg No. 20802500) | 2080250000000
6321 | 6 Liter Water Stored Pressure Fire Extinguisher, C/w LPCB Approval, Fire Rating : 8A, Hose & Nozzle, Plastic Skirt, Hook Bracket 74, Carton Box, (Dwg No. 20802502) | 2080250200000
6322 | 6 Liter Foam Stored Pressure Fire Extinguisher c/w LPCB Approval, Fire Rating: 8A/113B, Hose & Foam Nozzle, Plastic Skirt, Hook Bracket 74, Carton Box, (Dwg No. 20802500) | 2080251400000
6323 | Automatic Halotron Fire Ext, 3Kg Direct System Complete With Diaphragm Pressure Switch, W/O Detection Tube, | 2080361400000
6324 | Automatic Halotron Fire Ext, 4Kg Direct System Complete With Diaphragm Pressure Switch, W/O Detection Tube, | 2080361500000
6325 | Automatic Halotron Fire Ext, 6Kg Direct System Complete With Diaphragm Pressure Switch, W/O Detection Tube, | 2080361600000
6326 | Automatic Halotron Fire Ext, 4Kg Direct System For Angle Installation Complete With Diaphragm Pressure Switch, W/O Detection Tube, | 2080361700000
6327 | Automatic Halotron Fire Ext, 6Kg Direct System For Angle Installation Complete With Diaphragm Pressure Switch, W/O Detection Tube, | 2080361800000
6328 | Automatic Halotron Fire Ext, 1Kg Direct System Complete Cw Detection Tube, | 2080361900000
6329 | 6Kg Halotron I Automatic Fire Extinguisher (Vertical Type),,Red Color,,W/O Psb,,C/W Ceiling Bracket, Sprinkler Head 93 Degree, | 2080362000000
6330 | 9 Liter Water Stored Pressure Fire Extinguisher c/w Red Colour band w/o SETSCO Label, Fire Rating : 13A, Hose & Nozzle, Plastic Skirt, Hook Bracket 74, Carton Box | 2080420000000
6331 | 9 Liter Water Additive Stored Pressure Fire Extinguisher c/w SETSCO Approval, Fire Rating 21A, Hose & Nozzle, Plastic Skirt, Hook Bracket 74, (Dwg No. 20801737) | 2080430000000
6350 | 2L Watermist Stored Pressure Fire Extinguisher c/w SETSCO Approval, Fire Rating 5A, 21B, 25F | 2080924700000
6351 | 6L Watermist Stored Pressure Fire Extinguisher c/w SETSCO Approval, Fire Rating 13A, 21B, 40F | 2080924900000
6352 | 2L Watermist With Inilam AX Additives Stored Pressure Fire Extinguisher c/w SETSCO Approval, Fire Rating 8A, 21B, 25F | 2080925300000
6353 | 9L Watermist Stored Pressure Fire Extinguisher c/w SETSCO Approval, Fire Rating 21A, 21B, 40F, Stainless Steel Cylinder | 2080925500000
6354 | 2L Watermist Stored Pressure Fire Extinguisher c/w SETSCO approval, Fire Rating 5A/21B/25F | 2080925600000
6355 | 1.4L Watermist Stored Pressure Fire Extinguisher, Fire Rating 5A | 2080925700000
6356 | 1.5L, Watermist Stored Pressure Fire Extinguisher | 2080925800000
6357 | 3L Watermist With Additives Stored Pressure Fire Extinguisher c/w TUV Approval SS EN3-7, Fire Rating 13A, 55B, 40F, (Dwg No. 20809260) | 2080926000000
6358 | 6L Watermist With Additives Stored Pressure Fire Extinguisher c/w TUV Approval SS EN3, Fire Rating 21A/144B/75F, (Dwg No. 20809263) | 2080926300000
6359 | 6L Watermist with Additives Stored Pressure Fire Extinguisher c/w TUV Approval EN3, Fire Rating 21A/144B/75F, Carton Box, (Dwg No. 20809267) | 2080926700000
6360 | 6L Watermist with Additives Stored Pressure Fire Extinguisher c/w MED Approval EN3, Fire Rating 21A/144B/75F, Carton Box, (Dwg No. 20809267) | 2080926700001
6361 | 3L Watermist With Additives Stored Pressure Fire Extinguisher c/w TUV Approval EN3, Fire Rating 13A, 55B, 40F, Carton Box, (Dwg No. 20809260) | 2080927100000
6362 | 6L Fluorine Free Lithium Ion Battery Fire Extinguisher c/w TUV Approval SS EN3 & NTA 8133, Fire Rating 13A/34B/75F & Li 600Wh, Hook Bracket 74, (Dwg No. 20809272) | 2080927200000
6363 | 6L Fluorine Free Lithium Ion Battery Fire Extinguisher c/w TUV Approval EN3 & NTA 8133, Fire Rating 13A, 34B, 75F & Li 600Wh, Hook Bracket 74, Carton Box (Dwg No. 20809272) | 2080927200001
6364 | 6L Fluorine Free Lithium Ion Battery Fire Extinguisher c/w Kitemark Approval EN3 & NTA 8133, Fire Rating 13A, 34B, 75F & Li 600Wh, Hook Bracket 74, Carton Box (Dwg No. 20809272) | 2080927200002
6365 | 6L Fluorine Free Lithium Ion Battery Fire Extinguisher c/w TUV Approval EN3 & NTA 8133, Fire Rating 13A, 34B, 75F & Li 600Wh, Hook Bracket 74, Carton Box (Dwg No. 20809272) | 2080927200003
6366 | 6L Fluorine Free Lithium Ion Battery Fire Extinguisher c/w Kitemark Approval EN3 & NTA 8133, Fire Rating 13A, 34B, 75F & Li 600Wh, Hook Bracket 74, Carton Box (Dwg No. 20809272) | 2080927200004
6367 | 2L Fluorine Free Lithium Ion Battery Fire Extinguisher c/w Hose and Nozzle | 2080927300000
6238 | 2kg Halotron I Stored Pressure Fire Extinguisher C/w Setsco Approval, Fire Rating : 5A/34B, Hose & Aluminium Nozzle, Hook Bracket 28, | 2080010000000
6239 | 4kg Halotron I Stored Pressure Fire Extinguisher c/w Setsco Approval c/w Hose & Aluminium Nozzle, Hook Bracket 54, Plastic Skirt, Fire Rating : 8A/55B | 2080020400000
6240 | 4kg Halotron BrX Stored Pressure Fire Extinguisher C/w TUV Approval SS EN3, c/w Hose & 5.7mm Aluminium Nozzle, Hook Bracket 54, Plastic Skirt, Fire Rating : 13A/70B (Drawing No. 20800211) | 2080021100000
6241 | 4kg Halotron BrX Stored Pressure Fire Extinguisher, Approval EN3, c/w Hose & 5.7mm Aluminium Nozzle, Hook Bracket 54, Plastic Skirt, Fire Rating : 13A/70B (Drawing No. 20800211) | 2080021100001
6242 | 2kg Halotron BrX Stored Pressure Fire Extinguisher C/w TUV Approval SS EN3, C/w Hose & 5.0mm Aluminium Nozzle, Hook Bracket 28, Fire Rating : 5A/34B (Drawing No. 20800212) | 2080021200000
6243 | 2kg Halotron BrX Stored Pressure Fire Extinguisher, Approval EN3, C/w Hose & 5.0mm Aluminium Nozzle, Hook Bracket 28, Fire Rating : 5A/34B (Drawing No. 20800212) | 2080021200001
6244 | 6kg Halotron I Stored Pressure Fire Extinguisher c/w SETSCO Approval c/w Hose & Aluminium Nozzle, Hook Bracket 74, Plastic Skirt, Fire Rating : 13A/70B | 2080030400000
6245 | 6kg Halotron I Stored Pressure Fire Extinguisher c/w SETSCO Approval c/w Hose & Aluminium Nozzle, Hook Bracket 74, Plastic Skirt, Fire Rating : 13A/70B, Carton Box | 2080030400001
6299 | 9 Liter Foam Stored Pressure Fire Extinguisher c/w SETSCO, Fire Rating: 34A/233B c/w Hose & Foam Nozzle, Plastic Skirt, Hook Bracket 74, (Dwg No. 20801736) | 2080170200000
6300 | 9 Liter Water Stored Pressure Fire Extinguisher c/w LPCB Approval, Fire Rating : 13A, Hose & Nozzle, Plastic Skirt, Hook Bracket 74, Carton Box, (Dwg. No. 20801706) | 2080170600000
6301 | 9 Liter Water Stored Pressure Fire Extinguisher c/w LPCB Approval c/w Arabic Wordings, Fire Rating 13A, Hose & Nozzle, Plastic Skirt, Hook Bracket 74, Carton Box, (Dwg. No. 20801706) | 2080170600001
6302 | 9 Liter Foam Cartridge Operated Fire Extinguisher c/w LPCB Approval, Fire Rating : 34A/233B c/w Hose & Foam Nozzle, SS J Hook Bracket, Plastic Skirt, Carton Box, (Dwg No. 20801708) | 2080170800000
6303 | 9 Liter Foam Cartridge Operated Fire Extinguisher c/w MED, Fire Rating : 34A/233B c/w Hose & Foam Nozzle, SS J Hook Bracket, Plastic Skirt, Carton Box, (Dwg No. 20801708) | 2080170800001
6304 | 9 Liter Foam Cartridge Operated Fire Extinguisher c/w MED, Fire Rating : 34A/233B c/w Hose & Foam Nozzle, SS J Hook Bracket, Plastic Skirt, Carton Box, (Dwg No. 20801708) | 2080170800002
6305 | 9 Liter Water W/Additive Cartridge Fire Extinguisher c/w LPCB Approval, Fire Rating : 21A, Hose & Nozzle, Plastic Skirt, SS J Hook Bracket, Plastic Skirt, Carton Box, (Dwg No. 20801709) | 2080170900000
6306 | 9 Liter Water W/Additive Cartridge Fire Extinguisher C/w MED, Fire Rating : 21A, Hose & Nozzle, Plastic Skirt, SS J Hook Bracket, Plastic Skirt, Carton Box, (Dwg No. 20801709) | 2080170900002
6307 | 9 Liter Foam Stored Pressure Fire Extinguisher c/w LPCB Approval, Fire Rating : 34A/233B c/w Hose & Foam Nozzle, Plastic Skirt, Hook Bracket 74, Carton Box, (Dwg No. 20801736) | 2080173600000
6308 | 9 Liter Foam Stored Pressure Fire Extinguisher c/w LPCB Approval c/w Arabic Wordings, Fire Rating 34A/233B c/w Hose & Foam Nozzle, Plastic Skirt, Hook Bracket 74, Carton Box, (Dwg No. 20801736) | 2080173600001
6309 | 12 Liter FFFP Foam Cart Fire Extinguisher, c/w Hose & Foam Nozzle, Plastic Skirt, Without Approval | 2080173624002
6310 | 9 Liter Water Additive Stored Pressure Fire Extinguisher c/w LPCB Approval, Fire Rating : 21A, Hose & Nozzle, Plastic Skirt, Hook Bracket 74, Carton Box, (Dwg No. 20801737) | 2080173700000
6311 | 9 Liter Foam Stored Pressure Fire Extinguisher c/w Blue Colour Band w/o Setsco Label, Fire Rating: 34A/233B, Hose & Foam Nozzle, Plastic Skirt, Hook Bracket 74, Carton Box | 2080173900000
6320 | 6 Liter Foam Stored Pressure Fire Extinguisher w/o Setsco Label, Fire Rating: 8A/113B, Hose & Foam Nozzle, Plastic Skirt, Hook Bracket 74, (Dwg No. 20802500) | 2080250000000
6321 | 6 Liter Water Stored Pressure Fire Extinguisher, C/w LPCB Approval, Fire Rating : 8A, Hose & Nozzle, Plastic Skirt, Hook Bracket 74, Carton Box, (Dwg No. 20802502) | 2080250200000
6322 | 6 Liter Foam Stored Pressure Fire Extinguisher c/w LPCB Approval, Fire Rating: 8A/113B, Hose & Foam Nozzle, Plastic Skirt, Hook Bracket 74, Carton Box, (Dwg No. 20802500) | 2080251400000
6323 | Automatic Halotron Fire Ext, 3Kg Direct System Complete With Diaphragm Pressure Switch, W/O Detection Tube, | 2080361400000
6324 | Automatic Halotron Fire Ext, 4Kg Direct System Complete With Diaphragm Pressure Switch, W/O Detection Tube, | 2080361500000
6325 | Automatic Halotron Fire Ext, 6Kg Direct System Complete With Diaphragm Pressure Switch, W/O Detection Tube, | 2080361600000
6326 | Automatic Halotron Fire Ext, 4Kg Direct System For Angle Installation Complete With Diaphragm Pressure Switch, W/O Detection Tube, | 2080361700000
6327 | Automatic Halotron Fire Ext, 6Kg Direct System For Angle Installation Complete With Diaphragm Pressure Switch, W/O Detection Tube, | 2080361800000
6328 | Automatic Halotron Fire Ext, 1Kg Direct System Complete Cw Detection Tube, | 2080361900000
6329 | 6Kg Halotron I Automatic Fire Extinguisher (Vertical Type),,Red Color,,W/O Psb,,C/W Ceiling Bracket, Sprinkler Head 93 Degree, | 2080362000000
6330 | 9 Liter Water Stored Pressure Fire Extinguisher c/w Red Colour band w/o SETSCO Label, Fire Rating : 13A, Hose & Nozzle, Plastic Skirt, Hook Bracket 74, Carton Box | 2080420000000
6331 | 9 Liter Water Additive Stored Pressure Fire Extinguisher c/w SETSCO Approval, Fire Rating 21A, Hose & Nozzle, Plastic Skirt, Hook Bracket 74, (Dwg No. 20801737) | 2080430000000
6350 | 2L Watermist Stored Pressure Fire Extinguisher c/w SETSCO Approval, Fire Rating 5A, 21B, 25F | 2080924700000
6351 | 6L Watermist Stored Pressure Fire Extinguisher c/w SETSCO Approval, Fire Rating 13A, 21B, 40F | 2080924900000
6352 | 2L Watermist With Inilam AX Additives Stored Pressure Fire Extinguisher c/w SETSCO Approval, Fire Rating 8A, 21B, 25F | 2080925300000
6353 | 9L Watermist Stored Pressure Fire Extinguisher c/w SETSCO Approval, Fire Rating 21A, 21B, 40F, Stainless Steel Cylinder | 2080925500000
6354 | 2L Watermist Stored Pressure Fire Extinguisher c/w SETSCO approval, Fire Rating 5A/21B/25F | 2080925600000
6355 | 1.4L Watermist Stored Pressure Fire Extinguisher, Fire Rating 5A | 2080925700000
6356 | 1.5L, Watermist Stored Pressure Fire Extinguisher | 2080925800000
6357 | 3L Watermist With Additives Stored Pressure Fire Extinguisher c/w TUV Approval SS EN3-7, Fire Rating 13A, 55B, 40F, (Dwg No. 20809260) | 2080926000000
6358 | 6L Watermist With Additives Stored Pressure Fire Extinguisher c/w TUV Approval SS EN3, Fire Rating 21A/144B/75F, (Dwg No. 20809263) | 2080926300000
6359 | 6L Watermist with Additives Stored Pressure Fire Extinguisher c/w TUV Approval EN3, Fire Rating 21A/144B/75F, Carton Box, (Dwg No. 20809267) | 2080926700000
6360 | 6L Watermist with Additives Stored Pressure Fire Extinguisher c/w MED Approval EN3, Fire Rating 21A/144B/75F, Carton Box, (Dwg No. 20809267) | 2080926700001
6361 | 3L Watermist With Additives Stored Pressure Fire Extinguisher c/w TUV Approval EN3, Fire Rating 13A, 55B, 40F, Carton Box, (Dwg No. 20809260) | 2080927100000
6362 | 6L Fluorine Free Lithium Ion Battery Fire Extinguisher c/w TUV Approval SS EN3 & NTA 8133, Fire Rating 13A/34B/75F & Li 600Wh, Hook Bracket 74, (Dwg No. 20809272) | 2080927200000
6363 | 6L Fluorine Free Lithium Ion Battery Fire Extinguisher c/w TUV Approval EN3 & NTA 8133, Fire Rating 13A, 34B, 75F & Li 600Wh, Hook Bracket 74, Carton Box (Dwg No. 20809272) | 2080927200001
6364 | 6L Fluorine Free Lithium Ion Battery Fire Extinguisher c/w Kitemark Approval EN3 & NTA 8133, Fire Rating 13A, 34B, 75F & Li 600Wh, Hook Bracket 74, Carton Box (Dwg No. 20809272) | 2080927200002
6365 | 6L Fluorine Free Lithium Ion Battery Fire Extinguisher c/w TUV Approval EN3 & NTA 8133, Fire Rating 13A, 34B, 75F & Li 600Wh, Hook Bracket 74, Carton Box (Dwg No. 20809272) | 2080927200003
6366 | 6L Fluorine Free Lithium Ion Battery Fire Extinguisher c/w Kitemark Approval EN3 & NTA 8133, Fire Rating 13A, 34B, 75F & Li 600Wh, Hook Bracket 74, Carton Box (Dwg No. 20809272) | 2080927200004
6367 | 2L Fluorine Free Lithium Ion Battery Fire Extinguisher c/w Hose and Nozzle | 2080927300000
6238 | 2kg Halotron I Stored Pressure Fire Extinguisher C/w Setsco Approval, Fire Rating : 5A/34B, Hose & Aluminium Nozzle, Hook Bracket 28, | 2080010000000
6239 | 4kg Halotron I Stored Pressure Fire Extinguisher c/w Setsco Approval c/w Hose & Aluminium Nozzle, Hook Bracket 54, Plastic Skirt, Fire Rating : 8A/55B | 2080020400000
6240 | 4kg Halotron BrX Stored Pressure Fire Extinguisher C/w TUV Approval SS EN3, c/w Hose & 5.7mm Aluminium Nozzle, Hook Bracket 54, Plastic Skirt, Fire Rating : 13A/70B (Drawing No. 20800211) | 2080021100000
6241 | 4kg Halotron BrX Stored Pressure Fire Extinguisher, Approval EN3, c/w Hose & 5.7mm Aluminium Nozzle, Hook Bracket 54, Plastic Skirt, Fire Rating : 13A/70B (Drawing No. 20800211) | 2080021100001
6242 | 2kg Halotron BrX Stored Pressure Fire Extinguisher C/w TUV Approval SS EN3, C/w Hose & 5.0mm Aluminium Nozzle, Hook Bracket 28, Fire Rating : 5A/34B (Drawing No. 20800212) | 2080021200000
6243 | 2kg Halotron BrX Stored Pressure Fire Extinguisher, Approval EN3, C/w Hose & 5.0mm Aluminium Nozzle, Hook Bracket 28, Fire Rating : 5A/34B (Drawing No. 20800212) | 2080021200001
6244 | 6kg Halotron I Stored Pressure Fire Extinguisher c/w SETSCO Approval c/w Hose & Aluminium Nozzle, Hook Bracket 74, Plastic Skirt, Fire Rating : 13A/70B | 2080030400000
6245 | 6kg Halotron I Stored Pressure Fire Extinguisher c/w SETSCO Approval c/w Hose & Aluminium Nozzle, Hook Bracket 74, Plastic Skirt, Fire Rating : 13A/70B, Carton Box | 2080030400001
6299 | 9 Liter Foam Stored Pressure Fire Extinguisher c/w SETSCO, Fire Rating: 34A/233B c/w Hose & Foam Nozzle, Plastic Skirt, Hook Bracket 74, (Dwg No. 20801736) | 2080170200000
6300 | 9 Liter Water Stored Pressure Fire Extinguisher c/w LPCB Approval, Fire Rating : 13A, Hose & Nozzle, Plastic Skirt, Hook Bracket 74, Carton Box, (Dwg. No. 20801706) | 2080170600000
6301 | 9 Liter Water Stored Pressure Fire Extinguisher c/w LPCB Approval c/w Arabic Wordings, Fire Rating 13A, Hose & Nozzle, Plastic Skirt, Hook Bracket 74, Carton Box, (Dwg. No. 20801706) | 2080170600001
6302 | 9 Liter Foam Cartridge Operated Fire Extinguisher c/w LPCB Approval, Fire Rating : 34A/233B c/w Hose & Foam Nozzle, SS J Hook Bracket, Plastic Skirt, Carton Box, (Dwg No. 20801708) | 2080170800000
6303 | 9 Liter Foam Cartridge Operated Fire Extinguisher c/w MED, Fire Rating : 34A/233B c/w Hose & Foam Nozzle, SS J Hook Bracket, Plastic Skirt, Carton Box, (Dwg No. 20801708) | 2080170800001
6304 | 9 Liter Foam Cartridge Operated Fire Extinguisher c/w MED, Fire Rating : 34A/233B c/w Hose & Foam Nozzle, SS J Hook Bracket, Plastic Skirt, Carton Box, (Dwg No. 20801708) | 2080170800002
6305 | 9 Liter Water W/Additive Cartridge Fire Extinguisher c/w LPCB Approval, Fire Rating : 21A, Hose & Nozzle, Plastic Skirt, SS J Hook Bracket, Plastic Skirt, Carton Box, (Dwg No. 20801709) | 2080170900000
6306 | 9 Liter Water W/Additive Cartridge Fire Extinguisher C/w MED, Fire Rating : 21A, Hose & Nozzle, Plastic Skirt, SS J Hook Bracket, Plastic Skirt, Carton Box, (Dwg No. 20801709) | 2080170900002
6307 | 9 Liter Foam Stored Pressure Fire Extinguisher c/w LPCB Approval, Fire Rating : 34A/233B c/w Hose & Foam Nozzle, Plastic Skirt, Hook Bracket 74, Carton Box, (Dwg No. 20801736) | 2080173600000
6308 | 9 Liter Foam Stored Pressure Fire Extinguisher c/w LPCB Approval c/w Arabic Wordings, Fire Rating 34A/233B c/w Hose & Foam Nozzle, Plastic Skirt, Hook Bracket 74, Carton Box, (Dwg No. 20801736) | 2080173600001
6309 | 12 Liter FFFP Foam Cart Fire Extinguisher, c/w Hose & Foam Nozzle, Plastic Skirt, Without Approval | 2080173624002
6310 | 9 Liter Water Additive Stored Pressure Fire Extinguisher c/w LPCB Approval, Fire Rating : 21A, Hose & Nozzle, Plastic Skirt, Hook Bracket 74, Carton Box, (Dwg No. 20801737) | 2080173700000
6311 | 9 Liter Foam Stored Pressure Fire Extinguisher c/w Blue Colour Band w/o Setsco Label, Fire Rating: 34A/233B, Hose & Foam Nozzle, Plastic Skirt, Hook Bracket 74, Carton Box | 2080173900000
6320 | 6 Liter Foam Stored Pressure Fire Extinguisher w/o Setsco Label, Fire Rating: 8A/113B, Hose & Foam Nozzle, Plastic Skirt, Hook Bracket 74, (Dwg No. 20802500) | 2080250000000
6321 | 6 Liter Water Stored Pressure Fire Extinguisher, C/w LPCB Approval, Fire Rating : 8A, Hose & Nozzle, Plastic Skirt, Hook Bracket 74, Carton Box, (Dwg No. 20802502) | 2080250200000
6322 | 6 Liter Foam Stored Pressure Fire Extinguisher c/w LPCB Approval, Fire Rating: 8A/113B, Hose & Foam Nozzle, Plastic Skirt, Hook Bracket 74, Carton Box, (Dwg No. 20802500) | 2080251400000
6323 | Automatic Halotron Fire Ext, 3Kg Direct System Complete With Diaphragm Pressure Switch, W/O Detection Tube, | 2080361400000
6324 | Automatic Halotron Fire Ext, 4Kg Direct System Complete With Diaphragm Pressure Switch, W/O Detection Tube, | 2080361500000
6325 | Automatic Halotron Fire Ext, 6Kg Direct System Complete With Diaphragm Pressure Switch, W/O Detection Tube, | 2080361600000
6326 | Automatic Halotron Fire Ext, 4Kg Direct System For Angle Installation Complete With Diaphragm Pressure Switch, W/O Detection Tube, | 2080361700000
6327 | Automatic Halotron Fire Ext, 6Kg Direct System For Angle Installation Complete With Diaphragm Pressure Switch, W/O Detection Tube, | 2080361800000
6328 | Automatic Halotron Fire Ext, 1Kg Direct System Complete Cw Detection Tube, | 2080361900000
6329 | 6Kg Halotron I Automatic Fire Extinguisher (Vertical Type),,Red Color,,W/O Psb,,C/W Ceiling Bracket, Sprinkler Head 93 Degree, | 2080362000000
6330 | 9 Liter Water Stored Pressure Fire Extinguisher c/w Red Colour band w/o SETSCO Label, Fire Rating : 13A, Hose & Nozzle, Plastic Skirt, Hook Bracket 74, Carton Box | 2080420000000
6331 | 9 Liter Water Additive Stored Pressure Fire Extinguisher c/w SETSCO Approval, Fire Rating 21A, Hose & Nozzle, Plastic Skirt, Hook Bracket 74, (Dwg No. 20801737) | 2080430000000
6350 | 2L Watermist Stored Pressure Fire Extinguisher c/w SETSCO Approval, Fire Rating 5A, 21B, 25F | 2080924700000
6351 | 6L Watermist Stored Pressure Fire Extinguisher c/w SETSCO Approval, Fire Rating 13A, 21B, 40F | 2080924900000
6352 | 2L Watermist With Inilam AX Additives Stored Pressure Fire Extinguisher c/w SETSCO Approval, Fire Rating 8A, 21B, 25F | 2080925300000
6353 | 9L Watermist Stored Pressure Fire Extinguisher c/w SETSCO Approval, Fire Rating 21A, 21B, 40F, Stainless Steel Cylinder | 2080925500000
6354 | 2L Watermist Stored Pressure Fire Extinguisher c/w SETSCO approval, Fire Rating 5A/21B/25F | 2080925600000
6355 | 1.4L Watermist Stored Pressure Fire Extinguisher, Fire Rating 5A | 2080925700000
6356 | 1.5L, Watermist Stored Pressure Fire Extinguisher | 2080925800000
6357 | 3L Watermist With Additives Stored Pressure Fire Extinguisher c/w TUV Approval SS EN3-7, Fire Rating 13A, 55B, 40F, (Dwg No. 20809260) | 2080926000000
6358 | 6L Watermist With Additives Stored Pressure Fire Extinguisher c/w TUV Approval SS EN3, Fire Rating 21A/144B/75F, (Dwg No. 20809263) | 2080926300000
6359 | 6L Watermist with Additives Stored Pressure Fire Extinguisher c/w TUV Approval EN3, Fire Rating 21A/144B/75F, Carton Box, (Dwg No. 20809267) | 2080926700000
6360 | 6L Watermist with Additives Stored Pressure Fire Extinguisher c/w MED Approval EN3, Fire Rating 21A/144B/75F, Carton Box, (Dwg No. 20809267) | 2080926700001
6361 | 3L Watermist With Additives Stored Pressure Fire Extinguisher c/w TUV Approval EN3, Fire Rating 13A, 55B, 40F, Carton Box, (Dwg No. 20809260) | 2080927100000
6362 | 6L Fluorine Free Lithium Ion Battery Fire Extinguisher c/w TUV Approval SS EN3 & NTA 8133, Fire Rating 13A/34B/75F & Li 600Wh, Hook Bracket 74, (Dwg No. 20809272) | 2080927200000
6363 | 6L Fluorine Free Lithium Ion Battery Fire Extinguisher c/w TUV Approval EN3 & NTA 8133, Fire Rating 13A, 34B, 75F & Li 600Wh, Hook Bracket 74, Carton Box (Dwg No. 20809272) | 2080927200001
6364 | 6L Fluorine Free Lithium Ion Battery Fire Extinguisher c/w Kitemark Approval EN3 & NTA 8133, Fire Rating 13A, 34B, 75F & Li 600Wh, Hook Bracket 74, Carton Box (Dwg No. 20809272) | 2080927200002
6365 | 6L Fluorine Free Lithium Ion Battery Fire Extinguisher c/w TUV Approval EN3 & NTA 8133, Fire Rating 13A, 34B, 75F & Li 600Wh, Hook Bracket 74, Carton Box (Dwg No. 20809272) | 2080927200003
6366 | 6L Fluorine Free Lithium Ion Battery Fire Extinguisher c/w Kitemark Approval EN3 & NTA 8133, Fire Rating 13A, 34B, 75F & Li 600Wh, Hook Bracket 74, Carton Box (Dwg No. 20809272) | 2080927200004
6367 | 2L Fluorine Free Lithium Ion Battery Fire Extinguisher c/w Hose and Nozzle | 2080927300000

## _ '¦', ('default_code',
BOM ID | Product Name | Product Code
6339 | 25kg ABC Stored Pressure Trolley Fire Extinguisher, c/w 6m Hose & Controllable Discharge Powder Gun, ABC90, No label / silkscreen (Dwg No. 21803100) | 2080600000000
6340 | 50kg ABC Stored Pressure Trolley Fire Extinguisher, c/w 6m Hose & Controllable Discharge Powder Gun, ABC90, No label / silkscreen (Dwg. No. 21803200) | 2080610000000
6368 | 50kg ABC Cartridge Operated Trolley Fire Extinguisher c/w LPCB, Fire Rating : 34A/IVB(317B) c/w 6m Hose & Controllable Discharge Powder Gun (Dwg No. 21802700) | 2180270000000
6369 | 50kg ABC Cartridge Operated Trolley Fire Extinguisher c/w SETSCO, Fire Rating : 34A/IVB(317B) c/w 6m Hose & Controllable Discharge Powder Gun (Dwg No. 21802700) | 2180270000001
6370 | 50kg ABC Cartridge Operated Trolley Fire Extinguisher c/w MED, Fire Rating : 34A/IVB(317B) c/w 6m Hose & Controllable Discharge Powder Gun (Dwg No. 21802700) | 2180270000002
6371 | 50kg ABC Cartridge Operated Trolley Fire Extinguisher c/w MED, Fire Rating : 34A/IVB(317B) c/w 6m Hose & Controllable Discharge Powder Gun (Dwg No. 21802700) | 2180270000003
6372 | 100kg ABC Cartridge Operated Trolley Fire Extinguisher c/w LPCB, Fire Rating : 34A/IVB(317B) c/w 6m Hose & Controllable Discharge Powder Gun (Dwg No. 21802900) | 2180290000000
6373 | 100kg ABC Cartridge Operated Trolley Fire Extinguisher c/w SETSCO, Fire Rating : 34A/IVB(317B) c/w 6m Hose & Controllable Discharge Powder Gun (Dwg No. 21802900) | 2180290000001
6374 | 150kg ABC Cartridge Operated Trolley Fire Extinguisher c/w LPCB, Fire Rating : 34A/IVB(317B), c/w 6m Hose & Controllable Discharge Powder Gun (Dwg No. 21803000) | 2180300000000
6375 | 150kg ABC Cartridge Operated Trolley Fire Extinguisher c/w SETSCO, Fire Rating : 34A/IVB(317B), c/w 6m Hose & Controllable Discharge Powder Gun (Dwg No. 21803000) | 2180300000001
6376 | 25kg ABC Stored Pressure Trolley Fire Extinguisher c/w LPCB, Fire Rating: 34A/IIB(275B) c/w 6m Hose & Controllable Discharge Powder Gun, (Dwg No. 21803100) | 2180310000000
6377 | 25kg ABC Stored Pressure Trolley Fire Extinguisher c/w MED, Fire Rating: 34A/IIB(275B) c/w 6m Hose & Controllable Discharge Powder Gun, (Dwg No. 21803100) | 2180310000001
6378 | 25kg ABC Stored Pressure Trolley Fire Extinguisher c/w LPCB c/w Arabic Wordings, Fire Rating: 34A/IIB(275B) c/w 6m Hose & Controllable Discharge Powder Gun, (Dwg No. 21803100) | 2180310000002
6379 | 25kg ABC Stored Pressure Trolley Fire Extinguisher c/w MED, Fire Rating: 34A/IIB(275B) c/w 6m Hose & Controllable Discharge Powder Gun, (Dwg No. 21803100) | 2180310000003
6380 | 25kg ABC Stored Pressure Trolley Fire Extinguisher c/w SETSCO, Fire Rating: 34A/IIB(275B) c/w 6m Hose & Controllable Discharge Powder Gun, (Dwg No. 21803100) | 2180310000004
6381 | 50kg ABC Stored Pressure Trolley Fire Extinguisher, Red Color c/w LPCB Approval, Fire Rating : 34A/ IIB(275B) c/w 6m Hose & Controllable Discharge Powder Gun (Dwg. No. 21803200) | 2180320000000
6382 | 50kg ABC Stored Pressure Trolley Fire Extinguisher, Red Color c/w SETSCO Approval, Fire Rating : 34A/ IIB(275B) c/w 6m Hose & Controllable Discharge Powder Gun (Dwg. No. 21803200) | 2180320000003
6383 | 50kg ABC Stored Pressure Trolley Fire Extinguisher, Red Color c/w LPCB Approval, Arabic Wording, Fire Rating : 34A/ IIB(275B) c/w 6m Hose & Controllable Discharge Powder Gun (Dwg. No. 21803200) | 2180320021001
6384 | 75kg ABC Cartridge Operated Trolley Fire Extinguisher c/w LPCB, Fire Rating : 34A/IVB(317B) c/w 6m Hose & Controllable Discharge Powder Gun (Dwg No. 21803300) | 2180330000000
6385 | 75kg ABC Cartridge Operated Trolley Fire Extinguisher c/w SETSCO, Fire Rating : 34A/IVB(317B) c/w 6m Hose & Controllable Discharge Powder Gun (Dwg No. 21803300) | 2180330000001
6386 | 25kg Monnex Powder Cartridge Operated Trolley Fire Extinguisher c/w LPCB, Fire Rating : IIIB(296B) c/w 6m Hose & Controllable Discharge Powder Gun (Dwg No. 21803600) | 2180360000000
6387 | 50kg Monnex Powder Cartridge Operated Trolley Fire Extinguisher c/w LPCB, Fire Rating : IIIB(296B) c/w 6m Hose & Controllable Discharge Powder Gun (Dwg No. 21803700) | 2180370000000
6388 | 100kg Monnex Powder Cartridge Operated Trolley Fire Extinguisher c/w LPCB, Fire Rating : IIIB(296B) c/w 6m Hose & Controllable Discharge Powder Gun (Dwg No. 21803800) | 2180380000000
6389 | 50kg Purple K Cartridge Operated Trolley Fire Extinguisher c/w LPCB, Fire Rating : IVB(317B) c/w 6m Hose & Controllable Discharge Powder Gun (Dwg No. 21804300) | 2180430000000
6390 | 75kg Purple K Cartridge Operated Trolley Fire Extinguisher c/w LPCB, Fire Rating : IVB(317B) c/w 6m Hose & Controllable Discharge Powder Gun (Dwg No. 21804400) | 2180440000000
6391 | 100kg Purple K Cartridge Operated Trolley Fire Extinguisher c/w LPCB, Fire Rating : IVB(317B) c/w 6m Hose & Controllable Discharge Powder Gun (Dwg No. 21804500) | 2180450000000
6392 | 150kg Purple K Cartridge Operated Trolley Fire Extinguisher c/w LPCB, Fire Rating : IVB(317B) c/w 6m Hose & Controllable Discharge Powder Gun (Dwg No. 21804600) | 2180460000000
6393 | 25kg Purple K Stored Pressure Trolley Fire Extinguisher c/w LPCB, Fire Rating: IIB(275B) c/w 6m Hose & Controllable Discharge Powder Gun, (Dwg No. 21804700) | 2180470000000
6394 | 50kg Purple K Stored Pressure Trolley Fire Extinguisher c/w LPCB, Fire Rating: IIB(275B) c/w 6m Hose & Controllable Discharge Powder Gun, (Dwg No. 21804800) | 2180480000000
6395 | 50kg Purple K Stored Pressure Trolley Fire Extinguisher c/w SETSCO, Fire Rating: IIB(275B) c/w 6m Hose & Controllable Discharge Powder Gun, (Dwg No. 21804800) | 2180480000001
6339 | 25kg ABC Stored Pressure Trolley Fire Extinguisher, c/w 6m Hose & Controllable Discharge Powder Gun, ABC90, No label / silkscreen (Dwg No. 21803100) | 2080600000000
6340 | 50kg ABC Stored Pressure Trolley Fire Extinguisher, c/w 6m Hose & Controllable Discharge Powder Gun, ABC90, No label / silkscreen (Dwg. No. 21803200) | 2080610000000
6368 | 50kg ABC Cartridge Operated Trolley Fire Extinguisher c/w LPCB, Fire Rating : 34A/IVB(317B) c/w 6m Hose & Controllable Discharge Powder Gun (Dwg No. 21802700) | 2180270000000
6369 | 50kg ABC Cartridge Operated Trolley Fire Extinguisher c/w SETSCO, Fire Rating : 34A/IVB(317B) c/w 6m Hose & Controllable Discharge Powder Gun (Dwg No. 21802700) | 2180270000001
6370 | 50kg ABC Cartridge Operated Trolley Fire Extinguisher c/w MED, Fire Rating : 34A/IVB(317B) c/w 6m Hose & Controllable Discharge Powder Gun (Dwg No. 21802700) | 2180270000002
6371 | 50kg ABC Cartridge Operated Trolley Fire Extinguisher c/w MED, Fire Rating : 34A/IVB(317B) c/w 6m Hose & Controllable Discharge Powder Gun (Dwg No. 21802700) | 2180270000003
6372 | 100kg ABC Cartridge Operated Trolley Fire Extinguisher c/w LPCB, Fire Rating : 34A/IVB(317B) c/w 6m Hose & Controllable Discharge Powder Gun (Dwg No. 21802900) | 2180290000000
6373 | 100kg ABC Cartridge Operated Trolley Fire Extinguisher c/w SETSCO, Fire Rating : 34A/IVB(317B) c/w 6m Hose & Controllable Discharge Powder Gun (Dwg No. 21802900) | 2180290000001
6374 | 150kg ABC Cartridge Operated Trolley Fire Extinguisher c/w LPCB, Fire Rating : 34A/IVB(317B), c/w 6m Hose & Controllable Discharge Powder Gun (Dwg No. 21803000) | 2180300000000
6375 | 150kg ABC Cartridge Operated Trolley Fire Extinguisher c/w SETSCO, Fire Rating : 34A/IVB(317B), c/w 6m Hose & Controllable Discharge Powder Gun (Dwg No. 21803000) | 2180300000001
6376 | 25kg ABC Stored Pressure Trolley Fire Extinguisher c/w LPCB, Fire Rating: 34A/IIB(275B) c/w 6m Hose & Controllable Discharge Powder Gun, (Dwg No. 21803100) | 2180310000000
6377 | 25kg ABC Stored Pressure Trolley Fire Extinguisher c/w MED, Fire Rating: 34A/IIB(275B) c/w 6m Hose & Controllable Discharge Powder Gun, (Dwg No. 21803100) | 2180310000001
6378 | 25kg ABC Stored Pressure Trolley Fire Extinguisher c/w LPCB c/w Arabic Wordings, Fire Rating: 34A/IIB(275B) c/w 6m Hose & Controllable Discharge Powder Gun, (Dwg No. 21803100) | 2180310000002
6379 | 25kg ABC Stored Pressure Trolley Fire Extinguisher c/w MED, Fire Rating: 34A/IIB(275B) c/w 6m Hose & Controllable Discharge Powder Gun, (Dwg No. 21803100) | 2180310000003
6380 | 25kg ABC Stored Pressure Trolley Fire Extinguisher c/w SETSCO, Fire Rating: 34A/IIB(275B) c/w 6m Hose & Controllable Discharge Powder Gun, (Dwg No. 21803100) | 2180310000004
6381 | 50kg ABC Stored Pressure Trolley Fire Extinguisher, Red Color c/w LPCB Approval, Fire Rating : 34A/ IIB(275B) c/w 6m Hose & Controllable Discharge Powder Gun (Dwg. No. 21803200) | 2180320000000
6382 | 50kg ABC Stored Pressure Trolley Fire Extinguisher, Red Color c/w SETSCO Approval, Fire Rating : 34A/ IIB(275B) c/w 6m Hose & Controllable Discharge Powder Gun (Dwg. No. 21803200) | 2180320000003
6383 | 50kg ABC Stored Pressure Trolley Fire Extinguisher, Red Color c/w LPCB Approval, Arabic Wording, Fire Rating : 34A/ IIB(275B) c/w 6m Hose & Controllable Discharge Powder Gun (Dwg. No. 21803200) | 2180320021001
6384 | 75kg ABC Cartridge Operated Trolley Fire Extinguisher c/w LPCB, Fire Rating : 34A/IVB(317B) c/w 6m Hose & Controllable Discharge Powder Gun (Dwg No. 21803300) | 2180330000000
6385 | 75kg ABC Cartridge Operated Trolley Fire Extinguisher c/w SETSCO, Fire Rating : 34A/IVB(317B) c/w 6m Hose & Controllable Discharge Powder Gun (Dwg No. 21803300) | 2180330000001
6386 | 25kg Monnex Powder Cartridge Operated Trolley Fire Extinguisher c/w LPCB, Fire Rating : IIIB(296B) c/w 6m Hose & Controllable Discharge Powder Gun (Dwg No. 21803600) | 2180360000000
6387 | 50kg Monnex Powder Cartridge Operated Trolley Fire Extinguisher c/w LPCB, Fire Rating : IIIB(296B) c/w 6m Hose & Controllable Discharge Powder Gun (Dwg No. 21803700) | 2180370000000
6388 | 100kg Monnex Powder Cartridge Operated Trolley Fire Extinguisher c/w LPCB, Fire Rating : IIIB(296B) c/w 6m Hose & Controllable Discharge Powder Gun (Dwg No. 21803800) | 2180380000000
6389 | 50kg Purple K Cartridge Operated Trolley Fire Extinguisher c/w LPCB, Fire Rating : IVB(317B) c/w 6m Hose & Controllable Discharge Powder Gun (Dwg No. 21804300) | 2180430000000
6390 | 75kg Purple K Cartridge Operated Trolley Fire Extinguisher c/w LPCB, Fire Rating : IVB(317B) c/w 6m Hose & Controllable Discharge Powder Gun (Dwg No. 21804400) | 2180440000000
6391 | 100kg Purple K Cartridge Operated Trolley Fire Extinguisher c/w LPCB, Fire Rating : IVB(317B) c/w 6m Hose & Controllable Discharge Powder Gun (Dwg No. 21804500) | 2180450000000
6392 | 150kg Purple K Cartridge Operated Trolley Fire Extinguisher c/w LPCB, Fire Rating : IVB(317B) c/w 6m Hose & Controllable Discharge Powder Gun (Dwg No. 21804600) | 2180460000000
6393 | 25kg Purple K Stored Pressure Trolley Fire Extinguisher c/w LPCB, Fire Rating: IIB(275B) c/w 6m Hose & Controllable Discharge Powder Gun, (Dwg No. 21804700) | 2180470000000
6394 | 50kg Purple K Stored Pressure Trolley Fire Extinguisher c/w LPCB, Fire Rating: IIB(275B) c/w 6m Hose & Controllable Discharge Powder Gun, (Dwg No. 21804800) | 2180480000000
6395 | 50kg Purple K Stored Pressure Trolley Fire Extinguisher c/w SETSCO, Fire Rating: IIB(275B) c/w 6m Hose & Controllable Discharge Powder Gun, (Dwg No. 21804800) | 2180480000001
6339 | 25kg ABC Stored Pressure Trolley Fire Extinguisher, c/w 6m Hose & Controllable Discharge Powder Gun, ABC90, No label / silkscreen (Dwg No. 21803100) | 2080600000000
6340 | 50kg ABC Stored Pressure Trolley Fire Extinguisher, c/w 6m Hose & Controllable Discharge Powder Gun, ABC90, No label / silkscreen (Dwg. No. 21803200) | 2080610000000
6368 | 50kg ABC Cartridge Operated Trolley Fire Extinguisher c/w LPCB, Fire Rating : 34A/IVB(317B) c/w 6m Hose & Controllable Discharge Powder Gun (Dwg No. 21802700) | 2180270000000
6369 | 50kg ABC Cartridge Operated Trolley Fire Extinguisher c/w SETSCO, Fire Rating : 34A/IVB(317B) c/w 6m Hose & Controllable Discharge Powder Gun (Dwg No. 21802700) | 2180270000001
6370 | 50kg ABC Cartridge Operated Trolley Fire Extinguisher c/w MED, Fire Rating : 34A/IVB(317B) c/w 6m Hose & Controllable Discharge Powder Gun (Dwg No. 21802700) | 2180270000002
6371 | 50kg ABC Cartridge Operated Trolley Fire Extinguisher c/w MED, Fire Rating : 34A/IVB(317B) c/w 6m Hose & Controllable Discharge Powder Gun (Dwg No. 21802700) | 2180270000003
6372 | 100kg ABC Cartridge Operated Trolley Fire Extinguisher c/w LPCB, Fire Rating : 34A/IVB(317B) c/w 6m Hose & Controllable Discharge Powder Gun (Dwg No. 21802900) | 2180290000000
6373 | 100kg ABC Cartridge Operated Trolley Fire Extinguisher c/w SETSCO, Fire Rating : 34A/IVB(317B) c/w 6m Hose & Controllable Discharge Powder Gun (Dwg No. 21802900) | 2180290000001
6374 | 150kg ABC Cartridge Operated Trolley Fire Extinguisher c/w LPCB, Fire Rating : 34A/IVB(317B), c/w 6m Hose & Controllable Discharge Powder Gun (Dwg No. 21803000) | 2180300000000
6375 | 150kg ABC Cartridge Operated Trolley Fire Extinguisher c/w SETSCO, Fire Rating : 34A/IVB(317B), c/w 6m Hose & Controllable Discharge Powder Gun (Dwg No. 21803000) | 2180300000001
6376 | 25kg ABC Stored Pressure Trolley Fire Extinguisher c/w LPCB, Fire Rating: 34A/IIB(275B) c/w 6m Hose & Controllable Discharge Powder Gun, (Dwg No. 21803100) | 2180310000000
6377 | 25kg ABC Stored Pressure Trolley Fire Extinguisher c/w MED, Fire Rating: 34A/IIB(275B) c/w 6m Hose & Controllable Discharge Powder Gun, (Dwg No. 21803100) | 2180310000001
6378 | 25kg ABC Stored Pressure Trolley Fire Extinguisher c/w LPCB c/w Arabic Wordings, Fire Rating: 34A/IIB(275B) c/w 6m Hose & Controllable Discharge Powder Gun, (Dwg No. 21803100) | 2180310000002
6379 | 25kg ABC Stored Pressure Trolley Fire Extinguisher c/w MED, Fire Rating: 34A/IIB(275B) c/w 6m Hose & Controllable Discharge Powder Gun, (Dwg No. 21803100) | 2180310000003
6380 | 25kg ABC Stored Pressure Trolley Fire Extinguisher c/w SETSCO, Fire Rating: 34A/IIB(275B) c/w 6m Hose & Controllable Discharge Powder Gun, (Dwg No. 21803100) | 2180310000004
6381 | 50kg ABC Stored Pressure Trolley Fire Extinguisher, Red Color c/w LPCB Approval, Fire Rating : 34A/ IIB(275B) c/w 6m Hose & Controllable Discharge Powder Gun (Dwg. No. 21803200) | 2180320000000
6382 | 50kg ABC Stored Pressure Trolley Fire Extinguisher, Red Color c/w SETSCO Approval, Fire Rating : 34A/ IIB(275B) c/w 6m Hose & Controllable Discharge Powder Gun (Dwg. No. 21803200) | 2180320000003
6383 | 50kg ABC Stored Pressure Trolley Fire Extinguisher, Red Color c/w LPCB Approval, Arabic Wording, Fire Rating : 34A/ IIB(275B) c/w 6m Hose & Controllable Discharge Powder Gun (Dwg. No. 21803200) | 2180320021001
6384 | 75kg ABC Cartridge Operated Trolley Fire Extinguisher c/w LPCB, Fire Rating : 34A/IVB(317B) c/w 6m Hose & Controllable Discharge Powder Gun (Dwg No. 21803300) | 2180330000000
6385 | 75kg ABC Cartridge Operated Trolley Fire Extinguisher c/w SETSCO, Fire Rating : 34A/IVB(317B) c/w 6m Hose & Controllable Discharge Powder Gun (Dwg No. 21803300) | 2180330000001
6386 | 25kg Monnex Powder Cartridge Operated Trolley Fire Extinguisher c/w LPCB, Fire Rating : IIIB(296B) c/w 6m Hose & Controllable Discharge Powder Gun (Dwg No. 21803600) | 2180360000000
6387 | 50kg Monnex Powder Cartridge Operated Trolley Fire Extinguisher c/w LPCB, Fire Rating : IIIB(296B) c/w 6m Hose & Controllable Discharge Powder Gun (Dwg No. 21803700) | 2180370000000
6388 | 100kg Monnex Powder Cartridge Operated Trolley Fire Extinguisher c/w LPCB, Fire Rating : IIIB(296B) c/w 6m Hose & Controllable Discharge Powder Gun (Dwg No. 21803800) | 2180380000000
6389 | 50kg Purple K Cartridge Operated Trolley Fire Extinguisher c/w LPCB, Fire Rating : IVB(317B) c/w 6m Hose & Controllable Discharge Powder Gun (Dwg No. 21804300) | 2180430000000
6390 | 75kg Purple K Cartridge Operated Trolley Fire Extinguisher c/w LPCB, Fire Rating : IVB(317B) c/w 6m Hose & Controllable Discharge Powder Gun (Dwg No. 21804400) | 2180440000000
6391 | 100kg Purple K Cartridge Operated Trolley Fire Extinguisher c/w LPCB, Fire Rating : IVB(317B) c/w 6m Hose & Controllable Discharge Powder Gun (Dwg No. 21804500) | 2180450000000
6392 | 150kg Purple K Cartridge Operated Trolley Fire Extinguisher c/w LPCB, Fire Rating : IVB(317B) c/w 6m Hose & Controllable Discharge Powder Gun (Dwg No. 21804600) | 2180460000000
6393 | 25kg Purple K Stored Pressure Trolley Fire Extinguisher c/w LPCB, Fire Rating: IIB(275B) c/w 6m Hose & Controllable Discharge Powder Gun, (Dwg No. 21804700) | 2180470000000
6394 | 50kg Purple K Stored Pressure Trolley Fire Extinguisher c/w LPCB, Fire Rating: IIB(275B) c/w 6m Hose & Controllable Discharge Powder Gun, (Dwg No. 21804800) | 2180480000000
6395 | 50kg Purple K Stored Pressure Trolley Fire Extinguisher c/w SETSCO, Fire Rating: IIB(275B) c/w 6m Hose & Controllable Discharge Powder Gun, (Dwg No. 21804800) | 2180480000001

## _ '¦', ('default_code',1
BOM ID | Product Name | Product Code
6341 | 30kg Halotron I Stored Pressure Trolley Fire Extinguisher, Red Polyester Powder Color To RAL3000, 6M Hose & Controllable Discharge Valve with Proprietary Nozzle | 2080640000000
6342 | 100 Liter Foam Stored Pressure Trolley Fire Extinguisher, Fire Rating : 34A/233B c/w 6m Hose & Controllable Discharge Foam Gun | 2080775500000
6396 | 50 Liter Foam Cartridge Operated Trolley Fire Extinguisher c/w LPCB, Fire Rating : 34A/IVB(317B) c/w 6m Hose & Controllable Discharge Foam Gun (Dwg No. 21805300) | 2180530000000
6397 | 50 Liter Foam Cartridge Operated Trolley Fire Extinguisher c/w MED, Fire Rating : 34A/IVB(317B) c/w 6m Hose & Controllable Discharge Foam Gun (Dwg No. 21805300) | 2180530000002
6398 | 50 Liter Foam Cartridge Operated Trolley Fire Extinguisher c/w MED, Fire Rating : 34A/IVB(317B) c/w 6m Hose & Controllable Discharge Foam Gun (Dwg No. 21805300) | 2180530000003
6399 | 50 Liter AR-AFFF 3 % Foam Cartridge Operated Trolley Fire Extinguisher c/w 6m Hose & Controllable Discharge Foam Gun, Without Approval | 2180530023001
6400 | 100 Liter Foam Cartridge Operated Trolley Fire Extinguisher c/w LPCB, Fire Rating : 34A/IVB(317B) c/w 6m Hose & Controllable Discharge Foam Gun (Dwg No. 21805500) | 2180550000000
6401 | 100 Liter Foam Cartridge Operated Trolley Fire Extinguisher c/w LPCB, Arabic Wordings, Fire Rating : 34A/IVB(317B) c/w 6m Hose & Controllable Discharge Foam Gun, (Dwg No. 21805500) | 2180550000004
6402 | 100 Liter Foam Cartridge Operated Trolley Fire Extinguisher c/w LPCB, Fire Rating : 34A/IVB(317B) c/w 12m Hose & Controllable Discharge Foam Gun | 2180550023001
6403 | 135 Liter Foam Cartridge Operated Trolley Fire Extinguisher c/w LPCB, Fire Rating : 34A/IVB(317B) c/w 6m Hose & Controllable Discharge Foam Gun (Dwg No. 21805600) | 2180560000000
6404 | 135 Liter Foam Cartridge Operated Trolley Fire Extinguisher c/w MED, Fire Rating : 34A/IVB(317B) c/w 6m Hose & Controllable Discharge Foam Gun (Dwg No. 21805600) | 2180560000002
6405 | 135 Liter Foam Cartridge Operated Trolley Fire Extinguisher c/w MED, Fire Rating : 34A/IVB(317B) c/w 6m Hose & Controllable Discharge Foam Gun (Dwg No. 21805600) | 2180560000003
6406 | 135 Liter FFFP Foam Cartridge Operated Trolley Fire Extinguisher c/w 6m Hose & Controllable Discharge Foam Gun, Without Approval | 2180560024001
6407 | 25 Liter Foam Stored Pressure Trolley Fire Extinguisher c/w LPCB, Fire Rating: 34A/IIB(275B) c/w 6m Hose & Controllable Discharge Foam Gun, (Dwg No. 21805700) | 2180570000000
6408 | 25 Liter Foam Stored Pressure Trolley Fire Extinguisher c/w SETSCO, Fire Rating: 34A/IIB(275B) c/w 6m Hose & Controllable Discharge Foam Gun, (Dwg No. 21805700) | 2180570000001
6409 | 50 Liter Foam Stored Pressure Trolley Fire Extinguisher c/w LPCB, Fire Rating: 34A/IIB(275B) c/w 6m Hose & Controllable Discharge Foam Gun, (Dwg No. 21805800) | 2180580000000
6410 | 50 Liter Foam Stored Pressure Trolley Fire Extinguisher c/w SETSCO, Fire Rating: 34A/IIB(275B) c/w 6m Hose & Controllable Discharge Foam Gun, (Dwg No. 21805800) | 2180580000001
6411 | 50 Liter Foam Stored Pressure Trolley Fire Extinguisher c/w LPCB, Arabic Wordings, Fire Rating: 34A/IIB(275B) c/w 6m Hose & Controllable Discharge Foam Gun, (Dwg No. 21805800) | 2180580000004
6341 | 30kg Halotron I Stored Pressure Trolley Fire Extinguisher, Red Polyester Powder Color To RAL3000, 6M Hose & Controllable Discharge Valve with Proprietary Nozzle | 2080640000000
6342 | 100 Liter Foam Stored Pressure Trolley Fire Extinguisher, Fire Rating : 34A/233B c/w 6m Hose & Controllable Discharge Foam Gun | 2080775500000
6396 | 50 Liter Foam Cartridge Operated Trolley Fire Extinguisher c/w LPCB, Fire Rating : 34A/IVB(317B) c/w 6m Hose & Controllable Discharge Foam Gun (Dwg No. 21805300) | 2180530000000
6397 | 50 Liter Foam Cartridge Operated Trolley Fire Extinguisher c/w MED, Fire Rating : 34A/IVB(317B) c/w 6m Hose & Controllable Discharge Foam Gun (Dwg No. 21805300) | 2180530000002
6398 | 50 Liter Foam Cartridge Operated Trolley Fire Extinguisher c/w MED, Fire Rating : 34A/IVB(317B) c/w 6m Hose & Controllable Discharge Foam Gun (Dwg No. 21805300) | 2180530000003
6399 | 50 Liter AR-AFFF 3 % Foam Cartridge Operated Trolley Fire Extinguisher c/w 6m Hose & Controllable Discharge Foam Gun, Without Approval | 2180530023001
6400 | 100 Liter Foam Cartridge Operated Trolley Fire Extinguisher c/w LPCB, Fire Rating : 34A/IVB(317B) c/w 6m Hose & Controllable Discharge Foam Gun (Dwg No. 21805500) | 2180550000000
6401 | 100 Liter Foam Cartridge Operated Trolley Fire Extinguisher c/w LPCB, Arabic Wordings, Fire Rating : 34A/IVB(317B) c/w 6m Hose & Controllable Discharge Foam Gun, (Dwg No. 21805500) | 2180550000004
6402 | 100 Liter Foam Cartridge Operated Trolley Fire Extinguisher c/w LPCB, Fire Rating : 34A/IVB(317B) c/w 12m Hose & Controllable Discharge Foam Gun | 2180550023001
6403 | 135 Liter Foam Cartridge Operated Trolley Fire Extinguisher c/w LPCB, Fire Rating : 34A/IVB(317B) c/w 6m Hose & Controllable Discharge Foam Gun (Dwg No. 21805600) | 2180560000000
6404 | 135 Liter Foam Cartridge Operated Trolley Fire Extinguisher c/w MED, Fire Rating : 34A/IVB(317B) c/w 6m Hose & Controllable Discharge Foam Gun (Dwg No. 21805600) | 2180560000002
6405 | 135 Liter Foam Cartridge Operated Trolley Fire Extinguisher c/w MED, Fire Rating : 34A/IVB(317B) c/w 6m Hose & Controllable Discharge Foam Gun (Dwg No. 21805600) | 2180560000003
6406 | 135 Liter FFFP Foam Cartridge Operated Trolley Fire Extinguisher c/w 6m Hose & Controllable Discharge Foam Gun, Without Approval | 2180560024001
6407 | 25 Liter Foam Stored Pressure Trolley Fire Extinguisher c/w LPCB, Fire Rating: 34A/IIB(275B) c/w 6m Hose & Controllable Discharge Foam Gun, (Dwg No. 21805700) | 2180570000000
6408 | 25 Liter Foam Stored Pressure Trolley Fire Extinguisher c/w SETSCO, Fire Rating: 34A/IIB(275B) c/w 6m Hose & Controllable Discharge Foam Gun, (Dwg No. 21805700) | 2180570000001
6409 | 50 Liter Foam Stored Pressure Trolley Fire Extinguisher c/w LPCB, Fire Rating: 34A/IIB(275B) c/w 6m Hose & Controllable Discharge Foam Gun, (Dwg No. 21805800) | 2180580000000
6410 | 50 Liter Foam Stored Pressure Trolley Fire Extinguisher c/w SETSCO, Fire Rating: 34A/IIB(275B) c/w 6m Hose & Controllable Discharge Foam Gun, (Dwg No. 21805800) | 2180580000001
6411 | 50 Liter Foam Stored Pressure Trolley Fire Extinguisher c/w LPCB, Arabic Wordings, Fire Rating: 34A/IIB(275B) c/w 6m Hose & Controllable Discharge Foam Gun, (Dwg No. 21805800) | 2180580000004
6341 | 30kg Halotron I Stored Pressure Trolley Fire Extinguisher, Red Polyester Powder Color To RAL3000, 6M Hose & Controllable Discharge Valve with Proprietary Nozzle | 2080640000000
6342 | 100 Liter Foam Stored Pressure Trolley Fire Extinguisher, Fire Rating : 34A/233B c/w 6m Hose & Controllable Discharge Foam Gun | 2080775500000
6396 | 50 Liter Foam Cartridge Operated Trolley Fire Extinguisher c/w LPCB, Fire Rating : 34A/IVB(317B) c/w 6m Hose & Controllable Discharge Foam Gun (Dwg No. 21805300) | 2180530000000
6397 | 50 Liter Foam Cartridge Operated Trolley Fire Extinguisher c/w MED, Fire Rating : 34A/IVB(317B) c/w 6m Hose & Controllable Discharge Foam Gun (Dwg No. 21805300) | 2180530000002
6398 | 50 Liter Foam Cartridge Operated Trolley Fire Extinguisher c/w MED, Fire Rating : 34A/IVB(317B) c/w 6m Hose & Controllable Discharge Foam Gun (Dwg No. 21805300) | 2180530000003
6399 | 50 Liter AR-AFFF 3 % Foam Cartridge Operated Trolley Fire Extinguisher c/w 6m Hose & Controllable Discharge Foam Gun, Without Approval | 2180530023001
6400 | 100 Liter Foam Cartridge Operated Trolley Fire Extinguisher c/w LPCB, Fire Rating : 34A/IVB(317B) c/w 6m Hose & Controllable Discharge Foam Gun (Dwg No. 21805500) | 2180550000000
6401 | 100 Liter Foam Cartridge Operated Trolley Fire Extinguisher c/w LPCB, Arabic Wordings, Fire Rating : 34A/IVB(317B) c/w 6m Hose & Controllable Discharge Foam Gun, (Dwg No. 21805500) | 2180550000004
6402 | 100 Liter Foam Cartridge Operated Trolley Fire Extinguisher c/w LPCB, Fire Rating : 34A/IVB(317B) c/w 12m Hose & Controllable Discharge Foam Gun | 2180550023001
6403 | 135 Liter Foam Cartridge Operated Trolley Fire Extinguisher c/w LPCB, Fire Rating : 34A/IVB(317B) c/w 6m Hose & Controllable Discharge Foam Gun (Dwg No. 21805600) | 2180560000000
6404 | 135 Liter Foam Cartridge Operated Trolley Fire Extinguisher c/w MED, Fire Rating : 34A/IVB(317B) c/w 6m Hose & Controllable Discharge Foam Gun (Dwg No. 21805600) | 2180560000002
6405 | 135 Liter Foam Cartridge Operated Trolley Fire Extinguisher c/w MED, Fire Rating : 34A/IVB(317B) c/w 6m Hose & Controllable Discharge Foam Gun (Dwg No. 21805600) | 2180560000003
6406 | 135 Liter FFFP Foam Cartridge Operated Trolley Fire Extinguisher c/w 6m Hose & Controllable Discharge Foam Gun, Without Approval | 2180560024001
6407 | 25 Liter Foam Stored Pressure Trolley Fire Extinguisher c/w LPCB, Fire Rating: 34A/IIB(275B) c/w 6m Hose & Controllable Discharge Foam Gun, (Dwg No. 21805700) | 2180570000000
6408 | 25 Liter Foam Stored Pressure Trolley Fire Extinguisher c/w SETSCO, Fire Rating: 34A/IIB(275B) c/w 6m Hose & Controllable Discharge Foam Gun, (Dwg No. 21805700) | 2180570000001
6409 | 50 Liter Foam Stored Pressure Trolley Fire Extinguisher c/w LPCB, Fire Rating: 34A/IIB(275B) c/w 6m Hose & Controllable Discharge Foam Gun, (Dwg No. 21805800) | 2180580000000
6410 | 50 Liter Foam Stored Pressure Trolley Fire Extinguisher c/w SETSCO, Fire Rating: 34A/IIB(275B) c/w 6m Hose & Controllable Discharge Foam Gun, (Dwg No. 21805800) | 2180580000001
6411 | 50 Liter Foam Stored Pressure Trolley Fire Extinguisher c/w LPCB, Arabic Wordings, Fire Rating: 34A/IIB(275B) c/w 6m Hose & Controllable Discharge Foam Gun, (Dwg No. 21805800) | 2180580000004

## _ ('default_code', '=ilike'4
BOM ID | Product Name | Product Code
6246 | 2Kg CO2 Stored Pressure Fire Extinguisher c/w SETSCO Approval, Fire Rating 34B, Swivel & Horn, Hook Bracket, (Dwg No. 20800613) | 2080060000000
6247 | 2Kg CO2 Stored Pressure Fire Extinguisher c/w SETSCO Approval and 2 HDB Logo, Fire Rating 34B, Swivel & Horn, Hook Bracket, (Dwg No. 20800613) | 2080060000001
6248 | 2Kg CO2 Stored Pressure Fire Extinguisher c/w LPCB Approval, Fire Rating 34B, Swivel & Horn, Hook Bracket, Carton Box, (Dwg No. 20800613) | 2080061300000
6249 | 2Kg CO2 Stored Pressure Fire Extinguisher c/w LPCB Approval c/w Arabic Wordings, Fire Rating 34B, Swivel & Horn, Hook Bracket, Carton Box, (Dwg No. 20800613) | 2080061300001
6250 | 3kg CO2 Stored Pressure Fire Extinguisher, Red Colour c/w Carton Box | 2080063000000
6251 | 5kg CO2 Stored Pressure Fire Extinguisher c/w SETSCO Approval, Fire Rating : 55B c/w Hose & Horn & Hook Bracket, (Dwg No. 20800713) | 2080070000000
6252 | 5kg CO2 Stored Pressure Fire Extinguisher c/w SETSCO Approval and 2 HDB Logo, Fire Rating : 55B c/w Hose & Horn & Hook Bracket, (Dwg No. 20800713) | 2080070000001
6253 | 5kg CO2 Stored Pressure Fire Extinguisher c/w LPCB Approval, Fire Rating: 55B c/w Hook Bracket, 60cm CO2 High Pressure Hose & Horn, Carton Box, (Dwg No. 20800713) | 2080071300000
6254 | 5kg CO2 Stored Pressure Fire Extinguisher, C/w LPCB Approval, Fire Rating: 55B, Hook Bracket, 60cm CO2 High Pressure Hose And Horn, Carton Box, Arabic Wording, (Dwg No. 20800713) | 2080071300001
6255 | 5kg CO2 Stored Pressure Fire Extinguisher c/w MED, Fire Rating: 55B c/w Hook Bracket, 60cm CO2 High Pressure Hose & Horn, Carton Box, (Dwg No. 20800713) | 2080071300002
6256 | 5kg CO2 Stored Pressure Fire Extinguisher c/w MED, Fire Rating: 55B c/w Hook Bracket, 60cm CO2 High Pressure Hose & Horn, Carton Box, (Dwg No. 20800713) | 2080071300003
6319 | 9Kg CO2 Stored Pressure Fire Extinguisher c/w 600mm Hose & Horn, Hook Bracket, Carton Box | 2080233100000
6246 | 2Kg CO2 Stored Pressure Fire Extinguisher c/w SETSCO Approval, Fire Rating 34B, Swivel & Horn, Hook Bracket, (Dwg No. 20800613) | 2080060000000
6247 | 2Kg CO2 Stored Pressure Fire Extinguisher c/w SETSCO Approval and 2 HDB Logo, Fire Rating 34B, Swivel & Horn, Hook Bracket, (Dwg No. 20800613) | 2080060000001
6248 | 2Kg CO2 Stored Pressure Fire Extinguisher c/w LPCB Approval, Fire Rating 34B, Swivel & Horn, Hook Bracket, Carton Box, (Dwg No. 20800613) | 2080061300000
6249 | 2Kg CO2 Stored Pressure Fire Extinguisher c/w LPCB Approval c/w Arabic Wordings, Fire Rating 34B, Swivel & Horn, Hook Bracket, Carton Box, (Dwg No. 20800613) | 2080061300001
6250 | 3kg CO2 Stored Pressure Fire Extinguisher, Red Colour c/w Carton Box | 2080063000000
6251 | 5kg CO2 Stored Pressure Fire Extinguisher c/w SETSCO Approval, Fire Rating : 55B c/w Hose & Horn & Hook Bracket, (Dwg No. 20800713) | 2080070000000
6252 | 5kg CO2 Stored Pressure Fire Extinguisher c/w SETSCO Approval and 2 HDB Logo, Fire Rating : 55B c/w Hose & Horn & Hook Bracket, (Dwg No. 20800713) | 2080070000001
6253 | 5kg CO2 Stored Pressure Fire Extinguisher c/w LPCB Approval, Fire Rating: 55B c/w Hook Bracket, 60cm CO2 High Pressure Hose & Horn, Carton Box, (Dwg No. 20800713) | 2080071300000
6254 | 5kg CO2 Stored Pressure Fire Extinguisher, C/w LPCB Approval, Fire Rating: 55B, Hook Bracket, 60cm CO2 High Pressure Hose And Horn, Carton Box, Arabic Wording, (Dwg No. 20800713) | 2080071300001
6255 | 5kg CO2 Stored Pressure Fire Extinguisher c/w MED, Fire Rating: 55B c/w Hook Bracket, 60cm CO2 High Pressure Hose & Horn, Carton Box, (Dwg No. 20800713) | 2080071300002
6256 | 5kg CO2 Stored Pressure Fire Extinguisher c/w MED, Fire Rating: 55B c/w Hook Bracket, 60cm CO2 High Pressure Hose & Horn, Carton Box, (Dwg No. 20800713) | 2080071300003
6319 | 9Kg CO2 Stored Pressure Fire Extinguisher c/w 600mm Hose & Horn, Hook Bracket, Carton Box | 2080233100000
6246 | 2Kg CO2 Stored Pressure Fire Extinguisher c/w SETSCO Approval, Fire Rating 34B, Swivel & Horn, Hook Bracket, (Dwg No. 20800613) | 2080060000000
6247 | 2Kg CO2 Stored Pressure Fire Extinguisher c/w SETSCO Approval and 2 HDB Logo, Fire Rating 34B, Swivel & Horn, Hook Bracket, (Dwg No. 20800613) | 2080060000001
6248 | 2Kg CO2 Stored Pressure Fire Extinguisher c/w LPCB Approval, Fire Rating 34B, Swivel & Horn, Hook Bracket, Carton Box, (Dwg No. 20800613) | 2080061300000
6249 | 2Kg CO2 Stored Pressure Fire Extinguisher c/w LPCB Approval c/w Arabic Wordings, Fire Rating 34B, Swivel & Horn, Hook Bracket, Carton Box, (Dwg No. 20800613) | 2080061300001
6250 | 3kg CO2 Stored Pressure Fire Extinguisher, Red Colour c/w Carton Box | 2080063000000
6251 | 5kg CO2 Stored Pressure Fire Extinguisher c/w SETSCO Approval, Fire Rating : 55B c/w Hose & Horn & Hook Bracket, (Dwg No. 20800713) | 2080070000000
6252 | 5kg CO2 Stored Pressure Fire Extinguisher c/w SETSCO Approval and 2 HDB Logo, Fire Rating : 55B c/w Hose & Horn & Hook Bracket, (Dwg No. 20800713) | 2080070000001
6253 | 5kg CO2 Stored Pressure Fire Extinguisher c/w LPCB Approval, Fire Rating: 55B c/w Hook Bracket, 60cm CO2 High Pressure Hose & Horn, Carton Box, (Dwg No. 20800713) | 2080071300000
6254 | 5kg CO2 Stored Pressure Fire Extinguisher, C/w LPCB Approval, Fire Rating: 55B, Hook Bracket, 60cm CO2 High Pressure Hose And Horn, Carton Box, Arabic Wording, (Dwg No. 20800713) | 2080071300001
6255 | 5kg CO2 Stored Pressure Fire Extinguisher c/w MED, Fire Rating: 55B c/w Hook Bracket, 60cm CO2 High Pressure Hose & Horn, Carton Box, (Dwg No. 20800713) | 2080071300002
6256 | 5kg CO2 Stored Pressure Fire Extinguisher c/w MED, Fire Rating: 55B c/w Hook Bracket, 60cm CO2 High Pressure Hose & Horn, Carton Box, (Dwg No. 20800713) | 2080071300003
6319 | 9Kg CO2 Stored Pressure Fire Extinguisher c/w 600mm Hose & Horn, Hook Bracket, Carton Box | 2080233100000

## _ '¦', ('default_code',2
BOM ID | Product Name | Product Code
6312 | 20kg CO2 Stored Pressure Trolley Fire Ext c/w LPCB, Fire Rating : 89B c/w 6m High Pressure Hose & Controllable Discharge Valve With Horn (Dwg No. 20802329) | 2080232900000
6313 | 20kg CO2 Stored Pressure Trolley Fire Ext c/w SETSCO, Fire Rating : 89B c/w 6m High Pressure Hose & Controllable Discharge Valve With Horn (Dwg No. 20802329) | 2080232900001
6314 | 20kg CO2 Stored Pressure Trolley Fire Ext c/w LPCB, Arabic Wordings, Fire Rating : 89B c/w 6m High Pressure Hose & Controllable Discharge Valve With Horn, (Dwg No. 20802329) | 2080232900002
6315 | 30kg CO2 Stored Pressure Trolley Fire Ext c/w LPCB, Fire Rating : 113B c/w 6m High Pressure Hose & Controllable Discharge Valve With Horn (Dwg No. 20802330) | 2080233000000
6316 | 30kg CO2 Stored Pressure Trolley Fire Ext c/w SETSCO, Fire Rating : 113B c/w 6m High Pressure Hose & Controllable Discharge Valve With Horn (Dwg No. 20802330) | 2080233000001
6317 | 30kg CO2 Stored Pressure Trolley Fire Ext c/w LPCB, Arabic Wordings, Fire Rating : 113B c/w 6m High Pressure Hose & Controllable Discharge Valve With Horn, (Dwg No. 20802330) | 2080233000002
6318 | 30kg CO2 Stored Pressure Trolley Fire Ext c/w LPCB, Fire Rating : 113B c/w 6m High Pressure Hose & Controllable Discharge Valve With 4ft Applicator (Dwg No. 20802330) | 2080233023001
6337 | 20kg CO2 Stored Pressure Trolley Fire Ext c/w MED, Fire Rating : 89B c/w 6m High Pressure Hose & Controllable Discharge Valve With Horn (Dwg No. 20802329) | 2080575000000
6338 | 20kg CO2 Stored Pressure Trolley Fire Ext c/w MED, Fire Rating : 89B c/w 6m High Pressure Hose & Controllable Discharge Valve With Horn (Dwg No. 20802329) | 2080575000001
6312 | 20kg CO2 Stored Pressure Trolley Fire Ext c/w LPCB, Fire Rating : 89B c/w 6m High Pressure Hose & Controllable Discharge Valve With Horn (Dwg No. 20802329) | 2080232900000
6313 | 20kg CO2 Stored Pressure Trolley Fire Ext c/w SETSCO, Fire Rating : 89B c/w 6m High Pressure Hose & Controllable Discharge Valve With Horn (Dwg No. 20802329) | 2080232900001
6314 | 20kg CO2 Stored Pressure Trolley Fire Ext c/w LPCB, Arabic Wordings, Fire Rating : 89B c/w 6m High Pressure Hose & Controllable Discharge Valve With Horn, (Dwg No. 20802329) | 2080232900002
6315 | 30kg CO2 Stored Pressure Trolley Fire Ext c/w LPCB, Fire Rating : 113B c/w 6m High Pressure Hose & Controllable Discharge Valve With Horn (Dwg No. 20802330) | 2080233000000
6316 | 30kg CO2 Stored Pressure Trolley Fire Ext c/w SETSCO, Fire Rating : 113B c/w 6m High Pressure Hose & Controllable Discharge Valve With Horn (Dwg No. 20802330) | 2080233000001
6317 | 30kg CO2 Stored Pressure Trolley Fire Ext c/w LPCB, Arabic Wordings, Fire Rating : 113B c/w 6m High Pressure Hose & Controllable Discharge Valve With Horn, (Dwg No. 20802330) | 2080233000002
6318 | 30kg CO2 Stored Pressure Trolley Fire Ext c/w LPCB, Fire Rating : 113B c/w 6m High Pressure Hose & Controllable Discharge Valve With 4ft Applicator (Dwg No. 20802330) | 2080233023001
6337 | 20kg CO2 Stored Pressure Trolley Fire Ext c/w MED, Fire Rating : 89B c/w 6m High Pressure Hose & Controllable Discharge Valve With Horn (Dwg No. 20802329) | 2080575000000
6338 | 20kg CO2 Stored Pressure Trolley Fire Ext c/w MED, Fire Rating : 89B c/w 6m High Pressure Hose & Controllable Discharge Valve With Horn (Dwg No. 20802329) | 2080575000001

## _ ('default_code', '=ilike'5
BOM ID | Product Name | Product Code
5959 | Empty Cylinder - Size 1Kg (Vol. 1.1L) For ABC SP, Red Colour, (Drawing No: 03066101) | 0306610000000
5960 | Empty Cylinder - Size 2kg (Vol. 2.4L) For ABC/Halotron SP, Red Colour | 0306630000000
5961 | Empty Cylinder - Size 3kg (Vol. 3.8L) For ABC SP, Red Colour | 0306650000000
5962 | Empty Cylinder - Size 3kg (Vol. 3.8L) For 2Ltr Watermist SP c/w Internal Lining, Red Colour | 0306650100000
5970 | Empty Cylinder - 4.5Kg Abc Red Color W/O Skirt | 0306780000000
6017 | Empty Cylinder - Size 4kg (Vol. 4.7L) For ABC/Halotron SP, Red Colour | 0309780000000
6018 | Empty Cylinder - Size 4Ltr/3Ltr Watermist (Vol. 4.7L) SP, c/w Internal Lining, Red Colour | 0309780300000
6019 | Empty Cylinder - Size 6kg (Vol. 8.7L) For ABC/Halotron SP, Red Colour | 0309790000000
6020 | Empty Cylinder - Size 6Ltr (Vol. 8.7L) For Water/Foam SP c/w Internal Lining, Red Colour | 0309800000000
6021 | Empty Cylinder - Size 9kg (Vol. 11.1L) For ABC/Purple K SP, Red Colour | 0309810000000
6022 | Empty Cylinder - Size 9Ltr/6Ltr Watermist (Vol. 11.1L) SP c/w Internal Lining, Red Colour | 0309820000000
6023 | Empty Cylinder - Size 12kg (Vol. 12.1L) For ABC Cartridge, Red Colour, Marking: PT30Bar | 0309830000000
6024 | Empty Cylinder - Size 6kg (Vol. 9.4L) For ABC Cartridge, Red Colour | 0309840000000
6025 | Empty Cylinder - Size 9kg (Vol. 10.4L) For ABC Cartridge, Red Colour | 0309860000000
6026 | Empty Cylinder - Size 9Ltr (Vol. 10.35L) For Water/Foam Cartridge, C/w Internal Lining, Red Colour | 0309870000000
6111 | Empty Cylinder - Size 12kg (Vol. 12.1L) For ABC SP, Red Colour | 0316020000000
6112 | Empty Cylinder - Size 12Ltr/9Ltr Watermist (Vol. 12.1L) SP c/w Internal Lining, Red Colour | 0316020100000
5959 | Empty Cylinder - Size 1Kg (Vol. 1.1L) For ABC SP, Red Colour, (Drawing No: 03066101) | 0306610000000
5960 | Empty Cylinder - Size 2kg (Vol. 2.4L) For ABC/Halotron SP, Red Colour | 0306630000000
5961 | Empty Cylinder - Size 3kg (Vol. 3.8L) For ABC SP, Red Colour | 0306650000000
5962 | Empty Cylinder - Size 3kg (Vol. 3.8L) For 2Ltr Watermist SP c/w Internal Lining, Red Colour | 0306650100000
5970 | Empty Cylinder - 4.5Kg Abc Red Color W/O Skirt | 0306780000000
6017 | Empty Cylinder - Size 4kg (Vol. 4.7L) For ABC/Halotron SP, Red Colour | 0309780000000
6018 | Empty Cylinder - Size 4Ltr/3Ltr Watermist (Vol. 4.7L) SP, c/w Internal Lining, Red Colour | 0309780300000
6019 | Empty Cylinder - Size 6kg (Vol. 8.7L) For ABC/Halotron SP, Red Colour | 0309790000000
6020 | Empty Cylinder - Size 6Ltr (Vol. 8.7L) For Water/Foam SP c/w Internal Lining, Red Colour | 0309800000000
6021 | Empty Cylinder - Size 9kg (Vol. 11.1L) For ABC/Purple K SP, Red Colour | 0309810000000
6022 | Empty Cylinder - Size 9Ltr/6Ltr Watermist (Vol. 11.1L) SP c/w Internal Lining, Red Colour | 0309820000000
6023 | Empty Cylinder - Size 12kg (Vol. 12.1L) For ABC Cartridge, Red Colour, Marking: PT30Bar | 0309830000000
6024 | Empty Cylinder - Size 6kg (Vol. 9.4L) For ABC Cartridge, Red Colour | 0309840000000
6025 | Empty Cylinder - Size 9kg (Vol. 10.4L) For ABC Cartridge, Red Colour | 0309860000000
6026 | Empty Cylinder - Size 9Ltr (Vol. 10.35L) For Water/Foam Cartridge, C/w Internal Lining, Red Colour | 0309870000000
6111 | Empty Cylinder - Size 12kg (Vol. 12.1L) For ABC SP, Red Colour | 0316020000000
6112 | Empty Cylinder - Size 12Ltr/9Ltr Watermist (Vol. 12.1L) SP c/w Internal Lining, Red Colour | 0316020100000
5959 | Empty Cylinder - Size 1Kg (Vol. 1.1L) For ABC SP, Red Colour, (Drawing No: 03066101) | 0306610000000
5960 | Empty Cylinder - Size 2kg (Vol. 2.4L) For ABC/Halotron SP, Red Colour | 0306630000000
5961 | Empty Cylinder - Size 3kg (Vol. 3.8L) For ABC SP, Red Colour | 0306650000000
5962 | Empty Cylinder - Size 3kg (Vol. 3.8L) For 2Ltr Watermist SP c/w Internal Lining, Red Colour | 0306650100000
5970 | Empty Cylinder - 4.5Kg Abc Red Color W/O Skirt | 0306780000000
6017 | Empty Cylinder - Size 4kg (Vol. 4.7L) For ABC/Halotron SP, Red Colour | 0309780000000
6018 | Empty Cylinder - Size 4Ltr/3Ltr Watermist (Vol. 4.7L) SP, c/w Internal Lining, Red Colour | 0309780300000
6019 | Empty Cylinder - Size 6kg (Vol. 8.7L) For ABC/Halotron SP, Red Colour | 0309790000000
6020 | Empty Cylinder - Size 6Ltr (Vol. 8.7L) For Water/Foam SP c/w Internal Lining, Red Colour | 0309800000000
6021 | Empty Cylinder - Size 9kg (Vol. 11.1L) For ABC/Purple K SP, Red Colour | 0309810000000
6022 | Empty Cylinder - Size 9Ltr/6Ltr Watermist (Vol. 11.1L) SP c/w Internal Lining, Red Colour | 0309820000000
6023 | Empty Cylinder - Size 12kg (Vol. 12.1L) For ABC Cartridge, Red Colour, Marking: PT30Bar | 0309830000000
6024 | Empty Cylinder - Size 6kg (Vol. 9.4L) For ABC Cartridge, Red Colour | 0309840000000
6025 | Empty Cylinder - Size 9kg (Vol. 10.4L) For ABC Cartridge, Red Colour | 0309860000000
6026 | Empty Cylinder - Size 9Ltr (Vol. 10.35L) For Water/Foam Cartridge, C/w Internal Lining, Red Colour | 0309870000000
6111 | Empty Cylinder - Size 12kg (Vol. 12.1L) For ABC SP, Red Colour | 0316020000000
6112 | Empty Cylinder - Size 12Ltr/9Ltr Watermist (Vol. 12.1L) SP c/w Internal Lining, Red Colour | 0316020100000
5959 | Empty Cylinder - Size 1Kg (Vol. 1.1L) For ABC SP, Red Colour, (Drawing No: 03066101) | 0306610000000
5960 | Empty Cylinder - Size 2kg (Vol. 2.4L) For ABC/Halotron SP, Red Colour | 0306630000000
5961 | Empty Cylinder - Size 3kg (Vol. 3.8L) For ABC SP, Red Colour | 0306650000000
5962 | Empty Cylinder - Size 3kg (Vol. 3.8L) For 2Ltr Watermist SP c/w Internal Lining, Red Colour | 0306650100000
5970 | Empty Cylinder - 4.5Kg Abc Red Color W/O Skirt | 0306780000000
6017 | Empty Cylinder - Size 4kg (Vol. 4.7L) For ABC/Halotron SP, Red Colour | 0309780000000
6018 | Empty Cylinder - Size 4Ltr/3Ltr Watermist (Vol. 4.7L) SP, c/w Internal Lining, Red Colour | 0309780300000
6019 | Empty Cylinder - Size 6kg (Vol. 8.7L) For ABC/Halotron SP, Red Colour | 0309790000000
6020 | Empty Cylinder - Size 6Ltr (Vol. 8.7L) For Water/Foam SP c/w Internal Lining, Red Colour | 0309800000000
6021 | Empty Cylinder - Size 9kg (Vol. 11.1L) For ABC/Purple K SP, Red Colour | 0309810000000
6022 | Empty Cylinder - Size 9Ltr/6Ltr Watermist (Vol. 11.1L) SP c/w Internal Lining, Red Colour | 0309820000000
6023 | Empty Cylinder - Size 12kg (Vol. 12.1L) For ABC Cartridge, Red Colour, Marking: PT30Bar | 0309830000000
6024 | Empty Cylinder - Size 6kg (Vol. 9.4L) For ABC Cartridge, Red Colour | 0309840000000
6025 | Empty Cylinder - Size 9kg (Vol. 10.4L) For ABC Cartridge, Red Colour | 0309860000000
6026 | Empty Cylinder - Size 9Ltr (Vol. 10.35L) For Water/Foam Cartridge, C/w Internal Lining, Red Colour | 0309870000000
6111 | Empty Cylinder - Size 12kg (Vol. 12.1L) For ABC SP, Red Colour | 0316020000000
6112 | Empty Cylinder - Size 12Ltr/9Ltr Watermist (Vol. 12.1L) SP c/w Internal Lining, Red Colour | 0316020100000
5959 | Empty Cylinder - Size 1Kg (Vol. 1.1L) For ABC SP, Red Colour, (Drawing No: 03066101) | 0306610000000
5960 | Empty Cylinder - Size 2kg (Vol. 2.4L) For ABC/Halotron SP, Red Colour | 0306630000000
5961 | Empty Cylinder - Size 3kg (Vol. 3.8L) For ABC SP, Red Colour | 0306650000000
5962 | Empty Cylinder - Size 3kg (Vol. 3.8L) For 2Ltr Watermist SP c/w Internal Lining, Red Colour | 0306650100000
5970 | Empty Cylinder - 4.5Kg Abc Red Color W/O Skirt | 0306780000000
6017 | Empty Cylinder - Size 4kg (Vol. 4.7L) For ABC/Halotron SP, Red Colour | 0309780000000
6018 | Empty Cylinder - Size 4Ltr/3Ltr Watermist (Vol. 4.7L) SP, c/w Internal Lining, Red Colour | 0309780300000
6019 | Empty Cylinder - Size 6kg (Vol. 8.7L) For ABC/Halotron SP, Red Colour | 0309790000000
6020 | Empty Cylinder - Size 6Ltr (Vol. 8.7L) For Water/Foam SP c/w Internal Lining, Red Colour | 0309800000000
6021 | Empty Cylinder - Size 9kg (Vol. 11.1L) For ABC/Purple K SP, Red Colour | 0309810000000
6022 | Empty Cylinder - Size 9Ltr/6Ltr Watermist (Vol. 11.1L) SP c/w Internal Lining, Red Colour | 0309820000000
6023 | Empty Cylinder - Size 12kg (Vol. 12.1L) For ABC Cartridge, Red Colour, Marking: PT30Bar | 0309830000000
6024 | Empty Cylinder - Size 6kg (Vol. 9.4L) For ABC Cartridge, Red Colour | 0309840000000
6025 | Empty Cylinder - Size 9kg (Vol. 10.4L) For ABC Cartridge, Red Colour | 0309860000000
6026 | Empty Cylinder - Size 9Ltr (Vol. 10.35L) For Water/Foam Cartridge, C/w Internal Lining, Red Colour | 0309870000000
6111 | Empty Cylinder - Size 12kg (Vol. 12.1L) For ABC SP, Red Colour | 0316020000000
6112 | Empty Cylinder - Size 12Ltr/9Ltr Watermist (Vol. 12.1L) SP c/w Internal Lining, Red Colour | 0316020100000
5959 | Empty Cylinder - Size 1Kg (Vol. 1.1L) For ABC SP, Red Colour, (Drawing No: 03066101) | 0306610000000
5960 | Empty Cylinder - Size 2kg (Vol. 2.4L) For ABC/Halotron SP, Red Colour | 0306630000000
5961 | Empty Cylinder - Size 3kg (Vol. 3.8L) For ABC SP, Red Colour | 0306650000000
5962 | Empty Cylinder - Size 3kg (Vol. 3.8L) For 2Ltr Watermist SP c/w Internal Lining, Red Colour | 0306650100000
5970 | Empty Cylinder - 4.5Kg Abc Red Color W/O Skirt | 0306780000000
6017 | Empty Cylinder - Size 4kg (Vol. 4.7L) For ABC/Halotron SP, Red Colour | 0309780000000
6018 | Empty Cylinder - Size 4Ltr/3Ltr Watermist (Vol. 4.7L) SP, c/w Internal Lining, Red Colour | 0309780300000
6019 | Empty Cylinder - Size 6kg (Vol. 8.7L) For ABC/Halotron SP, Red Colour | 0309790000000
6020 | Empty Cylinder - Size 6Ltr (Vol. 8.7L) For Water/Foam SP c/w Internal Lining, Red Colour | 0309800000000
6021 | Empty Cylinder - Size 9kg (Vol. 11.1L) For ABC/Purple K SP, Red Colour | 0309810000000
6022 | Empty Cylinder - Size 9Ltr/6Ltr Watermist (Vol. 11.1L) SP c/w Internal Lining, Red Colour | 0309820000000
6023 | Empty Cylinder - Size 12kg (Vol. 12.1L) For ABC Cartridge, Red Colour, Marking: PT30Bar | 0309830000000
6024 | Empty Cylinder - Size 6kg (Vol. 9.4L) For ABC Cartridge, Red Colour | 0309840000000
6025 | Empty Cylinder - Size 9kg (Vol. 10.4L) For ABC Cartridge, Red Colour | 0309860000000
6026 | Empty Cylinder - Size 9Ltr (Vol. 10.35L) For Water/Foam Cartridge, C/w Internal Lining, Red Colour | 0309870000000
6111 | Empty Cylinder - Size 12kg (Vol. 12.1L) For ABC SP, Red Colour | 0316020000000
6112 | Empty Cylinder - Size 12Ltr/9Ltr Watermist (Vol. 12.1L) SP c/w Internal Lining, Red Colour | 0316020100000

## _ ('default_code', '=ilike'6
BOM ID | Product Name | Product Code
5963 | Empty Cylinder OD250 x H675(+/-10mm) - 25kg SP & Cart Trolley c/w 16" Wheel, Red Colour - 25Kg Sp & Cart Trolley C/W 8" Wheel,,W/O Painting, (Dwg. No. 03067101) | 0306710100000
5964 | Empty Cylinder OD250 x H675(+/-10mm) - 25kg SP & Cart Trolley c/w 16" Wheel, Red Colour (Dwg. No. 03067101) | 0306710400000
5965 | Empty Cylinder OD350 x H695(+/-10mm) - 50kg SP & Cart Trolley c/w 16" Wheel, Red Colour (Dwg. No. 03067206) | 0306720600000
5966 | Empty Cylinder OD350 x H920(+/-10mm) - 75kg SP & Cart Trolley c/w 16" Wheel, Red Colour (Dwg. No. 03067302) | 0306730200000
5967 | Empty Cylinder OD470 x H1120(+/-10mm) - 100kg SP & Cart Trolley c/w 13" Wheel, Red Colour, (Dwg. No. 03067600) | 0306760000000
5968 | Empty Cylinder OD470 x H1120(+/-10mm) - 100kg SP & Cart Trolley c/w 16" Wheel, Red Colour, (Dwg. No. 03067600) | 0306760400000
5969 | Empty Cylinder OD470 x H1120(+/-10mm) - 100 Liters SP & Cart Trolley c/w 16" Wheel, Red Colour (Dwg. No. 03067600) | 0306760700000
6027 | Empty Cylinder OD470 x H1134(+/-10mm) - 150kg SP & Cart Trolley c/w 16" Wheel, Red Colour (Dwg. No. 03098800) | 0309880000000
6028 | Empty Cylinder - 150 Liters/ 135 Liters Cart Trolley C/W 16" Wheel,,( Red Colour ), Empty Cylinder OD470 x H1134(+/-10mm) - 150 Liters SP & Cart Trolley c/w 16" Wheel, Red Colour (Dwg. No. 03098800) | 0309880100000
6029 | Empty Cylinder OD470 x H1134(+/-10mm) - 150kg SP & Cart Trolley c/w 16" Wheel, Red Colour (Dwg. No. 03098800) | 0309880400000
5963 | Empty Cylinder OD250 x H675(+/-10mm) - 25kg SP & Cart Trolley c/w 16" Wheel, Red Colour - 25Kg Sp & Cart Trolley C/W 8" Wheel,,W/O Painting, (Dwg. No. 03067101) | 0306710100000
5964 | Empty Cylinder OD250 x H675(+/-10mm) - 25kg SP & Cart Trolley c/w 16" Wheel, Red Colour (Dwg. No. 03067101) | 0306710400000
5965 | Empty Cylinder OD350 x H695(+/-10mm) - 50kg SP & Cart Trolley c/w 16" Wheel, Red Colour (Dwg. No. 03067206) | 0306720600000
5966 | Empty Cylinder OD350 x H920(+/-10mm) - 75kg SP & Cart Trolley c/w 16" Wheel, Red Colour (Dwg. No. 03067302) | 0306730200000
5967 | Empty Cylinder OD470 x H1120(+/-10mm) - 100kg SP & Cart Trolley c/w 13" Wheel, Red Colour, (Dwg. No. 03067600) | 0306760000000
5968 | Empty Cylinder OD470 x H1120(+/-10mm) - 100kg SP & Cart Trolley c/w 16" Wheel, Red Colour, (Dwg. No. 03067600) | 0306760400000
5969 | Empty Cylinder OD470 x H1120(+/-10mm) - 100 Liters SP & Cart Trolley c/w 16" Wheel, Red Colour (Dwg. No. 03067600) | 0306760700000
6027 | Empty Cylinder OD470 x H1134(+/-10mm) - 150kg SP & Cart Trolley c/w 16" Wheel, Red Colour (Dwg. No. 03098800) | 0309880000000
6028 | Empty Cylinder - 150 Liters/ 135 Liters Cart Trolley C/W 16" Wheel,,( Red Colour ), Empty Cylinder OD470 x H1134(+/-10mm) - 150 Liters SP & Cart Trolley c/w 16" Wheel, Red Colour (Dwg. No. 03098800) | 0309880100000
6029 | Empty Cylinder OD470 x H1134(+/-10mm) - 150kg SP & Cart Trolley c/w 16" Wheel, Red Colour (Dwg. No. 03098800) | 0309880400000
5963 | Empty Cylinder OD250 x H675(+/-10mm) - 25kg SP & Cart Trolley c/w 16" Wheel, Red Colour - 25Kg Sp & Cart Trolley C/W 8" Wheel,,W/O Painting, (Dwg. No. 03067101) | 0306710100000
5964 | Empty Cylinder OD250 x H675(+/-10mm) - 25kg SP & Cart Trolley c/w 16" Wheel, Red Colour (Dwg. No. 03067101) | 0306710400000
5965 | Empty Cylinder OD350 x H695(+/-10mm) - 50kg SP & Cart Trolley c/w 16" Wheel, Red Colour (Dwg. No. 03067206) | 0306720600000
5966 | Empty Cylinder OD350 x H920(+/-10mm) - 75kg SP & Cart Trolley c/w 16" Wheel, Red Colour (Dwg. No. 03067302) | 0306730200000
5967 | Empty Cylinder OD470 x H1120(+/-10mm) - 100kg SP & Cart Trolley c/w 13" Wheel, Red Colour, (Dwg. No. 03067600) | 0306760000000
5968 | Empty Cylinder OD470 x H1120(+/-10mm) - 100kg SP & Cart Trolley c/w 16" Wheel, Red Colour, (Dwg. No. 03067600) | 0306760400000
5969 | Empty Cylinder OD470 x H1120(+/-10mm) - 100 Liters SP & Cart Trolley c/w 16" Wheel, Red Colour (Dwg. No. 03067600) | 0306760700000
6027 | Empty Cylinder OD470 x H1134(+/-10mm) - 150kg SP & Cart Trolley c/w 16" Wheel, Red Colour (Dwg. No. 03098800) | 0309880000000
6028 | Empty Cylinder - 150 Liters/ 135 Liters Cart Trolley C/W 16" Wheel,,( Red Colour ), Empty Cylinder OD470 x H1134(+/-10mm) - 150 Liters SP & Cart Trolley c/w 16" Wheel, Red Colour (Dwg. No. 03098800) | 0309880100000
6029 | Empty Cylinder OD470 x H1134(+/-10mm) - 150kg SP & Cart Trolley c/w 16" Wheel, Red Colour (Dwg. No. 03098800) | 0309880400000
5963 | Empty Cylinder OD250 x H675(+/-10mm) - 25kg SP & Cart Trolley c/w 16" Wheel, Red Colour - 25Kg Sp & Cart Trolley C/W 8" Wheel,,W/O Painting, (Dwg. No. 03067101) | 0306710100000
5964 | Empty Cylinder OD250 x H675(+/-10mm) - 25kg SP & Cart Trolley c/w 16" Wheel, Red Colour (Dwg. No. 03067101) | 0306710400000
5965 | Empty Cylinder OD350 x H695(+/-10mm) - 50kg SP & Cart Trolley c/w 16" Wheel, Red Colour (Dwg. No. 03067206) | 0306720600000
5966 | Empty Cylinder OD350 x H920(+/-10mm) - 75kg SP & Cart Trolley c/w 16" Wheel, Red Colour (Dwg. No. 03067302) | 0306730200000
5967 | Empty Cylinder OD470 x H1120(+/-10mm) - 100kg SP & Cart Trolley c/w 13" Wheel, Red Colour, (Dwg. No. 03067600) | 0306760000000
5968 | Empty Cylinder OD470 x H1120(+/-10mm) - 100kg SP & Cart Trolley c/w 16" Wheel, Red Colour, (Dwg. No. 03067600) | 0306760400000
5969 | Empty Cylinder OD470 x H1120(+/-10mm) - 100 Liters SP & Cart Trolley c/w 16" Wheel, Red Colour (Dwg. No. 03067600) | 0306760700000
6027 | Empty Cylinder OD470 x H1134(+/-10mm) - 150kg SP & Cart Trolley c/w 16" Wheel, Red Colour (Dwg. No. 03098800) | 0309880000000
6028 | Empty Cylinder - 150 Liters/ 135 Liters Cart Trolley C/W 16" Wheel,,( Red Colour ), Empty Cylinder OD470 x H1134(+/-10mm) - 150 Liters SP & Cart Trolley c/w 16" Wheel, Red Colour (Dwg. No. 03098800) | 0309880100000
6029 | Empty Cylinder OD470 x H1134(+/-10mm) - 150kg SP & Cart Trolley c/w 16" Wheel, Red Colour (Dwg. No. 03098800) | 0309880400000
5963 | Empty Cylinder OD250 x H675(+/-10mm) - 25kg SP & Cart Trolley c/w 16" Wheel, Red Colour - 25Kg Sp & Cart Trolley C/W 8" Wheel,,W/O Painting, (Dwg. No. 03067101) | 0306710100000
5964 | Empty Cylinder OD250 x H675(+/-10mm) - 25kg SP & Cart Trolley c/w 16" Wheel, Red Colour (Dwg. No. 03067101) | 0306710400000
5965 | Empty Cylinder OD350 x H695(+/-10mm) - 50kg SP & Cart Trolley c/w 16" Wheel, Red Colour (Dwg. No. 03067206) | 0306720600000
5966 | Empty Cylinder OD350 x H920(+/-10mm) - 75kg SP & Cart Trolley c/w 16" Wheel, Red Colour (Dwg. No. 03067302) | 0306730200000
5967 | Empty Cylinder OD470 x H1120(+/-10mm) - 100kg SP & Cart Trolley c/w 13" Wheel, Red Colour, (Dwg. No. 03067600) | 0306760000000
5968 | Empty Cylinder OD470 x H1120(+/-10mm) - 100kg SP & Cart Trolley c/w 16" Wheel, Red Colour, (Dwg. No. 03067600) | 0306760400000
5969 | Empty Cylinder OD470 x H1120(+/-10mm) - 100 Liters SP & Cart Trolley c/w 16" Wheel, Red Colour (Dwg. No. 03067600) | 0306760700000
6027 | Empty Cylinder OD470 x H1134(+/-10mm) - 150kg SP & Cart Trolley c/w 16" Wheel, Red Colour (Dwg. No. 03098800) | 0309880000000
6028 | Empty Cylinder - 150 Liters/ 135 Liters Cart Trolley C/W 16" Wheel,,( Red Colour ), Empty Cylinder OD470 x H1134(+/-10mm) - 150 Liters SP & Cart Trolley c/w 16" Wheel, Red Colour (Dwg. No. 03098800) | 0309880100000
6029 | Empty Cylinder OD470 x H1134(+/-10mm) - 150kg SP & Cart Trolley c/w 16" Wheel, Red Colour (Dwg. No. 03098800) | 0309880400000

## _ ('default_code', '=ilike'7
BOM ID | Product Name | Product Code
6717 | 1" x 30m Automatic Swing Hose Reel, Red Colour, Plastic Jet/Spray Nozzle, Inlet: 25mm BSPT, Mild Steel | 8080008000000
6718 | 25mm x 30m Manual Swing Hose Reel, c/w SETSCO With EN694 Hose, Jet Nozzle, Inlet: 25mm BSPT, BS EN671-1: 2012, Mild Steel, Accessories: Nozzle Bracket & Gate Valve. (Dwg. No. 80800100) | 8080009918001
6719 | 1" x 30m Wash Down Hose Reel, Blue Colour Finishing, Black Colour Hose, Brass Jet Nozzle, Material: EG, Accessories: Nozzle Bracket, 1" Pressure Regulating Valve & Gate Valve. | 8080009922001
6720 | 25mm x 30m Manual Swing Hose Reel, c/w SETSCO With EN694 Hose, Jet Nozzle, 4 Nos Hose Clip, Inlet: 25mm BSPT, BS EN671-1: 2012, Mild Steel, Accessories: Nozzle Bracket & Gate Valve. (Dwg. No. 80800100) | 8080009924001
6721 | 1" x 30m Wash Down Hose Reel, Blue Colour Finishing, Black Colour Hose, Brass Jet Nozzle, Material: EG, Accessories: Nozzle Bracket & Gate Valve. | 8080009924002
6722 | 25mm X 30m Manual Swing Hose Reel, c/w LPCB With EN694 Hose, Jet Nozzle, Inlet 25mm BSPT, BS EN671-1:2012, Mild Steel, Accessories : Nozzle Bracket, Carton Box (Dwg. No. 80800100) | 8080010000000
6723 | 25mm X 30m Manual Swing Hose Reel, c/w LPCB With EN694 Hose, Jet Spray Nozzle, Inlet 25mm BSPT, BS EN671-1:2012, Mild Steel, Accessories : Nozzle Bracket, Carton Box (Dwg. No. 80800100) | 8080010000001
6724 | 25mm X 30m Manual Swing Hose Reel, c/w MED With EN694 Hose, Jet Spray Nozzle, Inlet 25mm BSPT, BS EN671-1:2012, Mild Steel, Accessories : Nozzle Bracket, Carton Box (Dwg. No. 80800100) | 8080010000002
6725 | 25mm X 20m Manual Swing Hose Reel, c/w MED With EN694 Hose, Jet Spray Nozzle, Inlet 25mm BSPT, BS EN671-1:2012, Mild Steel, Accessories : Nozzle Bracket, Carton Box (Dwg. No. 80800100) | 8080010000003
6726 | 25mm X 30m Manual Swing Hose Reel, c/w MED With EN694 Hose, Jet Spray Nozzle, Inlet 25mm BSPT, BS EN671-1:2012, Mild Steel, Accessories : Nozzle Bracket, Carton Box, Hose in Counterclockwise Direction (Dwg. No. 80800100) | 8080010000004
6727 | 25mm X 20m Manual Swing Hose Reel, c/w MED With EN694 Hose, Jet Spray Nozzle, Inlet 25mm BSPT, BS EN671-1:2012, Mild Steel, Drum With 525mm X 155mm, Accessories : Nozzle Bracket, Carton Box (Dwg. No. 80800100) | 8080010000005
6728 | 25mm X 30m Manual Swing Hose Reel, c/w LPCB With EN694 Hose, Plastic Jet Spray Nozzle, 3 Nos Hose Clip, Inlet 25mm BSPT, BS EN671-1:2012, Mild Steel, Accessories : Carton Box (Dwg. No. 80800100) | 8080010000006
6729 | 25mm x 30m Manual Swing Hose Reel, c/w SETSCO With EN694 Hose, Jet Nozzle, Inlet: 25mm BSPT, BS EN671-1:2012, Mild Steel, Accessories : Nozzle Bracket (Dwg. No. 80800100) | 8080010000007
6730 | 25mm x 30m Manual Swing Hose Reel, c/w SETSCO With EN694 Hose, Jet/Spray Nozzle, Inlet: 25mm BSPT, BS EN671-1:2012, Mild Steel, Accessories : Nozzle Bracket (Dwg. No. 80800100) | 8080010000008
6731 | 25mm X 20m Manual Swing Hose Reel, c/w MED With EN694 Hose, Jet Spray Nozzle, Inlet 25mm BSPT, BS EN671-1:2012, Mild Steel, Accessories : Nozzle Bracket, Mounting Bracket, Carton Box | 8080010021001
6732 | 25mm X 30m, Manual Swing Standard Hose Reel, Red Colour, c/w LPCB, EN694 Hose, 25mm Brass Jet/Spray Nozzle, Inlet: 25MM BSPT, BS EN671-1 : 2012, Mild Steel, c/w Accessories: Gate Valve | 8080010022001
6733 | 25mm X 25m Manual Swing Hose Reel, c/w MED With EN694 Hose, Jet Spray Nozzle, Inlet 25mm BSPT, BS EN671-1:2012, Mild Steel, Accessories : 1" Gate Valve, Carton Box (Dwg. No. 80800100) | 8080010025001
6734 | 25mm X 30m Manual Swing Hose Reel, c/w MED With EN694 Hose, Jet Spray Nozzle, Inlet 25mm BSPT, BS EN671-1:2012, Mild Steel, Accessories : 1" Gate Valve, Carton Box (Dwg. No. 80800100) | 8080010025002
6735 | 25mm X 30m Manual Swing Hose Reel, c/w MED With EN694 Hose, Jet Spray Nozzle, Inlet 25mm BSPT, BS EN671-1:2012, Mild Steel, Accessories : Nozzle Bracket, Mounting Bracket, Carton Box | 8080010025003
6736 | 25mm X 30m, Manual Swing Standard Hose Reel, C/W LPCB, EN694 Hose, 25mm Brass Chrome Jet Nozzle, 3 Nos SS Hose Clip, Inlet: 25mm BSPT, BS EN671-1 : 2012, Stainless Steel, Carton Box (Dwg No. 80800104) | 8080010400000
6737 | 25mm X 30m, Manual Swing Standard Hose Reel, C/W LPCB, EN694 Hose, 25mm Brass Jet/Spray Nozzle, 3 Nos SS Hose Clip, 1" Outlet S-Bend (SS), Inlet: 25mm BSPT, BS EN671-1 : 2012, Stainless Steel, Carton Box (Dwg No. 80800104) | 8080010400001
6738 | 25mm x 30m Automatic Swing Standard Hose Reel, Red Colour c/w LPCB, EN694 Hose, 25mm Chrome Jet Nozzle, Carton Box, Inlet: 25mm BSPT, To BS EN671-1 : 2012, Material EG (Dwg No. 80800200) | 8080020000000
6739 | 25mm x 30m Automatic Swing Standard Hose Reel, Red Colour c/w LPCB, EN694 Hose, 25mm Brass Jet/Spray Nozzle, Carton Box, Inlet: 25mm BSPT, To BS EN671-1 : 2012, Material EG (Dwg No. 80800200) | 8080020000001
6740 | 25mm x 30m Automatic Swing Standard Hose Reel, Red Colour c/w LPCB, EN694 Hose, 25mm Plastic Jet/Spray Nozzle, Carton Box, Inlet: 25mm BSPT, To BS EN671-1 : 2012, Material EG (Dwg No. 80800200) | 8080020000002
6741 | 25mm x 30m Automatic Swing Standard Hose Reel, Red Colour c/w MED, EN694 Hose, 25mm Chrome Jet Nozzle, Carton Box, Inlet: 25mm BSPT, To BS EN671-1 : 2012, Material EG (Dwg No. 80800200) | 8080020000003
6742 | 25mm x 30m Automatic Swing Standard Hose Reel, Red Colour c/w LPCB, EN694 Hose, 25mm Plastic Jet/Spray Nozzle, w/o Nozzle Bracket, Carton Box, Inlet 25mm BSPT, BS EN671-1, Material: EG | 8080020021002
6743 | 25mm x 30m Automatic Swing Standard Hose Reel c/w LPCB, EN694 Hose, 25mm Chrome Jet Nozzle w/o Nozzle Bracket, Carton Box, Inlet: 25mm BSPT, To BS EN671-1 : 2012, EG | 8080020021003
6744 | 19mm x 30m Manual Standard Swing Hose Reel, Red Colour, EN694 Hose, 19mm Brass Chrome Jet Nozzle, Inlet:19mm, BS EN671-1 : 2012, Material EG, Accessories: Nozzle Bracket | 8080030000000
6745 | Manual Standard Swing Hose Reel, 19mm X 30M, Red Colour, 19mm Brass Chrome Jet Nozzle, 3 Nos Hose EG Clip, Inlet:19mm, BS EN671-1 : 2012, Material: Mild Steel, Accessories: Nozzle Bracket, Carton Box | 8080030021001
6746 | 25mm X 30m, Manual Fixed Extra Slim Hose Reel, C/W LPCB, EN694 Hose, 25mm Brass Chrome Jet Nozzle, Inlet 1m Hose And 2Nos Hose Adaptor, Inlet: 25mm BSP(F), BS EN671-1 : 2012, Material: Mild Steel, Carton Box (Dwg No. 80800402) | 8080040200000
6747 | 25mm X 30m, Manual Fixed Extra Slim Hose Reel, C/W LPCB, EN694 Hose, 25mm Brass Jet/Spray Nozzle, Inlet 1m Hose And 2Nos Hose Adaptor, Inlet: 25mm BSP(F), BS EN671-1 : 2012, Material: Mild Steel, Carton Box (Dwg No. 80800402) | 8080040200001
6748 | 25mm x 30m Automatic Fixed Super Slim Hose Reel c/w LPCB, EN694 Hose, 25mm Brass Chrome Jet Nozzle, Inlet: 25mm BSP(F), BS EN671-1 : 2012 c/w Carton Box, Material EG (Dwg No. 80800403) | 8080040300000
6749 | 25mm x 30m Automatic Fixed Super Slim Hose Reel c/w LPCB, EN694 Hose, 25mm Brass Jet/Spray Nozzle, Inlet: 25mm BSP(F), BS EN671-1 : 2012 c/w Carton Box. Material EG (Dwg No. 80800403) | 8080040300001
6750 | 25mm x 30m Automatic Fixed Super Slim Hose Reel c/w LPCB, EN694 Hose, 25mm Plastic Jet/Spray Nozzle, Inlet: 25mm BSP(F), BS EN671-1 : 2012 c/w Carton Box, Material EG (Dwg No. 80800403) | 8080040300002
6751 | 25mm x 30m Automatic Swing Slim Hose Reel c/w LPCB, EN694 Hose, 25mm Brass Chrome Jet Nozzle, Inlet: 25mm BSP(F), BS EN671-1 : 2012 c/w Carton Box, Materials EG (Dwg No. 80800500) | 8080050000000
6752 | 25mm x 30m Automatic Swing Slim Hose Reel c/w LPCB, EN694 Hose, 25mm Brass Jet/Spray Nozzle, Inlet: 25mm BSP(F), BS EN671-1 : 2012 c/w Carton Box, Materials EG (Dwg No. 80800500) | 8080050000001
6753 | 25mm x 30m Automatic Swing Slim Hose Reel c/w LPCB, EN694 Hose, 25mm Plastic Jet/Spray Nozzle, Inlet: 25mm BSP(F), BS EN671-1 : 2012 c/w Carton Box, Material EG (Dwg No. 80800500) | 8080050000002
6754 | 25mm X 30m, Manual Swing Slim Hose Reel, C/W LPCB, EN694 Hose, 25mm Brass Chrome Jet Nozzle, Inlet 1m Hose And 2Nos Hose Adaptor, Inlet: 25mm BSP(F), BS EN671-1 : 2012, Material:Mild Steel, Carton Box (Dwg No. 80800501) | 8080050100000
6755 | 25mm X 30m, Manual Swing Slim Hose Reel, C/W LPCB, EN694 Hose, 25mm Brass Jet/Spray Nozzle, Inlet 1m Hose And 2Nos Hose Adaptor, Inlet: 25mm BSP(F), BS EN671-1 : 2012, Material:Mild Steel, Carton Box (Dwg No. 80800501) | 8080050100001
6756 | 25mm X 30m, Manual Swing Slim Hose Reel, C/W LPCB, EN694 Hose, 25mm Plastic Jet/Spray Nozzle, 3Nos Hose EG Clip, Inlet 1m Hose And 2Nos Hose Adaptor, Inlet: 25mm BSP(F), BS EN671-1 : 2012, Material:Mild Steel, Carton Box (Dwg No. 80800501) | 8080050100002
6757 | 25mm X 30m, Manual Fixed Slim Hose Reel, C/W LPCB, EN694 Hose, 25mm Brass Chrome Jet Nozzle, Inlet: 25mm BSP(F), BS EN671-1 : 2012, Material: Mild Steel, Carton Box (Dwg No. 80800502) | 8080050200000
6758 | 25mm X 30m, Manual Fixed Slim Hose Reel, C/W LPCB, EN694 Hose, 25mm Brass Jet/Spray Nozzle, Inlet: 25mm BSP(F), BS EN671-1 : 2012, Material: Mild Steel, Carton Box (Dwg No. 80800502) | 8080050200001
6759 | 25mm X 30m, Manual Fixed Slim Hose Reel, C/W LPCB, EN694 Hose, 25mm Plastic Jet/Spray Nozzle, 3 Nos Hose EG Clip, Inlet: 25mm BSP(F), BS EN671-1 : 2012, Material: Mild Steel, Carton Box (Dwg No. 80800502) | 8080050200002
6760 | 25mm X 30m, Manual Fixed Slim Hose Reel, C/W MED, EN694 Hose, 25mm Brass Chrome Jet Nozzle, Inlet: 25mm BSP(F), BS EN671-1 : 2012, Material: Mild Steel, Carton Box (Dwg No. 80800502) | 8080050200003
6761 | 25mm X 20m, Manual Fixed Slim Hose Reel, C/W MED, EN694 Hose, 25mm Brass Jet/Spray Nozzle, Inlet: 25mm BSP(F), BS EN671-1 : 2012, Material: Mild Steel, 1" Brass Gate Valve , Carton Box (Dwg No. 80800502) | 8080050200005
6762 | 25mm x 30m Automatic Fixed Slim Hose Reel c/w LPCB, EN694 Hose, 25mm Brass Chrome Jet Nozzle, Inlet: 25mm BSP(F), BS EN671-1 : 2012 c/w Carton Box, Material EG (Dwg No. 80800503) | 8080050300000
6763 | 25mm x 30m Automatic Fixed Slim Hose Reel c/w MED, EN694 Hose, 25mm Brass Chrome Jet Nozzle , Inlet: 25mm BSP(F), BS EN671-1 : 2012 c/w Carton Box, Material EG (Dwg No. 80800503) | 8080050300001
6764 | 25mm x 30m Automatic Fixed Slim Hose Reel c/w LPCB, EN694 Hose, 25mm Brass Jet/Spray Nozzle, Inlet: 25mm BSP(F), BS EN671-1 : 2012, Material: Mild Steel, Carton Box (Dwg No. 80800503) | 8080050300002
6765 | 25mm x 30m Automatic Fixed Slim Hose Reel c/w LPCB, EN694 Hose, 25mm Plastic Jet/Spray Nozzle, Inlet: 25mm BSP(F), BS EN671-1 : 2012 c/w Carton Box, Material EG (Dwg No. 80800503) | 8080050300003
6766 | 19mm X 30m, Automatic Swing Slim Hose Reel C/W LPCB, EN694 Hose, 19mm Brass Chrome Nozzle, 3Nos Hose Eg Clip, Inlet 1.5m Hose And 2Nos Hose Adaptor, Inlet: 1" BSP(F), BS EN671-1 : 2012, Material:Mild Steel, (Dwg No. 80800504) | 8080050400000
6767 | 25mm X 30m, Manual Standard Fixed Hose Reel, EN694 Hose, Brass Chrome Jet Nozzle, Inlet: 25mm BSPT, BS EN671-1 : 2012, Material: Mild Steel, Accessories: Nozzle Bracket, Gate Valve & Hose Guide. (Dwg No. 80800521) | 8080052100000
6768 | 25mm x 30m Slim Manual Swing Hose Reel c/w LPCB, EN694 Hose, 25mm Brass Chrome Jet Nozzle, Inlet: 25mm BSPT, BS EN671-1 : 2012 c/w Carton Box, Material EG (Dwg No. 80800600) | 8080060000000
6769 | 25mm x 30m Slim Manual Swing Hose Reel c/w LPCB, EN694 Hose, 25mm Brass Jet/Spray Nozzle, Inlet: 25mm BSPT, BS EN671-1 : 2012 c/w Carton Box, Material EG (Dwg No. 80800600) | 8080060000001
6770 | 25mm x 30m Slim Manual Swing Hose Reel c/w SETSCO, EN694 Hose, 25mm Brass Chrome Jet Nozzle, Inlet: 25mm BSPT, BS EN671-1 : 2012, Material EG (Dwg No. 80800600) | 8080060000002
6771 | 25mm x 30m Slim Manual Swing Hose Reel c/w SETSCO, EN694 Hose, 25mm Brass Jet/Spray Nozzle, Inlet: 25mm BSPT, BS EN671-1 : 2012, Material EG (Dwg No. 80800600) | 8080060000003
6772 | 1"(HP) X 30m Hose Reel-Swing L-Bracket, Drum 585mm X 180mm, LG2 Double Waterway(Right), C/W LPCB, EN694 High Pressure Hose, C18 Jet/Spray Nozzle, Inlet: 1" BSP, BS EN671-1, Material: MS, (Dwg No. 80801300) | 8080130000000
6773 | 1"(HP) X 30m Hose Reel-Swing L-Bracket, Drum 585mm X 180mm, LG2 Double Waterway(Right), C/W MED, EN694 High Pressure Hose, C18 Jet/Spray Nozzle, Inlet: 1" BSP, BS EN671-1, Material: MS, (Dwg No. 80801300) | 8080130000001
6774 | 1"(HP) X 30m Hose Reel-Swing L-Bracket, Drum 585mm X 180mm, LG2 Double Waterway(Left), C/W LPCB, EN694 High Pressure Hose, C18 Jet/Spray Nozzle, Inlet: 1" BSP, BS EN671-1, Material: MS, (Dwg No. 80801300) | 8080130000002
6775 | 1"(HP) X 15m Hose Reel-Swing L-Bracket, Drum 585mm X 180mm, LG2 Double Waterway(Right), C/W MED, EN694 High Pressure Hose, Shanghai Yibei Dual Purpose Jet/Spray Nozzle 19mm, BS EN671-1, Material: MS, (Dwg No. 80801300) | 8080130023001
6776 | 1"(HP) X 30m Hose Reel-Swing L-Bracket, Drum 585mm X 180mm, LG2 Double Waterway(Right), C/W MED, EN694 High Pressure Hose, C18P Jet/Spray Nozzle,Carton Box, Inlet: 1" BSP, BS EN671-1, Material: MS | 8080130024001
6777 | 1"(HP) X 30m Hose Reel-Swing L-Bracket, Drum 585mm X 180mm, LG2 Double Waterway(Right), C/W LPCB, EN694 High Pressure Hose, C18 Jet/Spray Nozzle, Inlet: 1" BSP, BS EN671-1, Material: SS316, (Dwg No. 80801400) | 8080140000000
6778 | 1"(HP) X 30m Hose Reel-Swing L-Bracket, Drum 585mm X 180mm, LG2 Double Waterway(Right), C/W MED, EN694 High Pressure Hose, C18 Jet/Spray Nozzle, Inlet: 1" BSP, BS EN671-1, Material: SS316, (Dwg No. 80801400) | 8080140000001
6779 | 1"(HP) X 30m Hose Reel-Swing L-Bracket, Drum 585mm X 180mm, LG2 Double Waterway(Right), C/W MED, EN694 High Pressure Hose, C18 Jet/Spray Nozzle, Inlet: 1" NST(F), BS EN671-1, Material: SS316, | 8080140023001
6780 | 1"(HP) X 25m Hose Reel-Swing L-Bracket, Drum 585mm X 180mm, LG2 Double Waterway(Right), C/W MED, EN694 High Pressure Hose, C18 Jet/Spray Nozzle, Inlet: 1" BSP, BS EN671-1, Material: SS316, Carton Box (Dwg No. 80801400) | 8080140024001
6781 | 1"(HP) X 30m Hose Reel-Swing L-Bracket, Drum 585mm X 180mm, Titatnium Double Waterway(Right), C/W LPCB, EN694 High Pressure Hose, C18 Jet/Spray Nozzle, Inlet: 1" BSP, BS EN671-1, Material: SS316, (Dwg No. 80801701) | 8080140100000
6782 | 1-1/4"(HP) X 30m Hose Reel-Swing L-Bracket, Drum 650mm X 230mm, LG2 Double Waterway(Right), C/W LPCB, EN694 High Pressure Hose, C18P Jet/Spray Nozzle, Inlet: 1-1/4" BSP, BS EN671-1, Material: MS, (Dwg No. 80801500) | 8080150000000
6783 | 1-1/4"(HP) X 30m Hose Reel-Swing L-Bracket, Drum 650mm X 230mm, LG2 Double Waterway(Right), C/W MED, EN694 High Pressure Hose, C18P Jet/Spray Nozzle, Inlet: 1-1/4" BSP, BS EN671-1, Material: MS, (Dwg No. 80801500) | 8080150000001
6784 | 1-1/4"(HP) X 30m Hose Reel-Swing L-Bracket, Drum 650mm X 230mm, LG2 Double Waterway(Left), C/W LPCB, EN694 High Pressure Hose, C18P Jet/Spray Nozzle, Inlet: 1-1/4" BSP, BS EN671-1, Material: MS, (Dwg No. 80801500) | 8080150000002
6785 | 1-1/4"(HP) X 20m Hose Reel-Swing L-Bracket, Drum 650mm X 230mm, LG2 Double Waterway(Right), C/W MED, EN694 High Pressure Hose, C18P Jet/Spray Nozzle, Inlet: 1-1/4" NPT, BS EN671-1,Carton Box, Material: MS, | 8080150023001
6786 | 1-1/4"(HP) X 30m Hose Reel-Swing L-Bracket, Drum 650mm X 230mm, LG2 Double Waterway(Right), C/W LPCB, EN694 High Pressure Hose, C18P Jet/Spray Nozzle, Inlet: 1-1/4" BSP, BS EN671-1, Material: SS316, (Dwg No. 80801600) | 8080160000000
6787 | 1-1/4"(HP) X 30m Hose Reel-Swing L-Bracket, Drum 650mm X 230mm, LG2 Double Waterway(Right), C/W MED, EN694 High Pressure Hose, C18P Jet/Spray Nozzle, Inlet: 1-1/4" BSP, BS EN671-1, Material: SS316, (Dwg No. 80801600) | 8080160000001
6788 | 1-1/4"(HP) X 30m Hose Reel-Swing L-Bracket, Drum 650mm X 230mm, Titatnium Double Waterway(Right), C/W LPCB, EN694 High Pressure Hose, C18P Jet/Spray Nozzle, Inlet: 1-1/4" BSP, BS EN671-1, Material: SS316, (Dwg No. 80801601) | 8080160100000
6789 | 1-1/2" x 30m Continuous Hose Reel Complete Assy Cw Reel Drum FM Approval - Left Inlet Cw 1-1/2" BSP Elbow LG2 Waterway, Red Colour, 20Bar Hose, Removable Hand Crank, Adjustable Brake, C18P Jet/Spray Nozzle, Inlet: 1.5" BSP(M) Swivel, Material: Carbon Steel | 8080180000000
6790 | 1-1/2" x 30m Continuous Hose Reel Complete Assy Cw Reel Drum FM Approval - Left Inlet Cw 1-1/2" ANSI#150FF Elbow LG2 Waterway, Red Colour, 20Bar Hose, Removable Hand Crank, Adjustable Brake, C18P Jet/Spray Nozzle, Inlet: 2" Storz Swivel, Material: Carbon Steel | 8080180022001
6791 | 1-1/2" Continuous Hose Reel Drum Only Cw FM Approval - Left Inlet Cw 1-1/2" BSP Elbow LG2 Waterway, Red Colour, WP 20Bar, Removable Hand Crank, Adjustable Brake, Material: Stainless Steel | 8080180100000
6792 | Lingjack 1.5" Continuous Flow Hose Reel, 1 Layer Of Red Marine Paint,c/w SS316L Reel, SS316L Removable Hand Crank, Adjustable Brake, 1.5" X 30m Hose, Outlet: 2.5" BS336 Instantaneous Coupling, Design Pressure: 20Bar, Test Pressure: 22Bar, SS316 | 8080180123001
6793 | 1-1/2" x 30m Continuous Hose Reel Cw Reel Drum FM Approval - Left Inlet Cw 1-1/2" NST Elbow LG2 Waterway, Red Colour, 20Bar Hose, Adjustable Brake, C18P Jet/Spray Nozzle Inlet: 1.5" NPT(M) Swivel, Material: Stainless Steel | 8080180123002
6794 | 1-1/2" x 30m Continuous Hose Reel Cw Reel Drum FM Approval - Left Inlet Cw 1-1/2" NST Elbow LG2 Waterway, Red Colour, 20Bar Hose, Adjustable Brake, Inlet: 1.5" NPT(M) Swivel, Material: Stainless Steel | 8080180123003
6795 | 1-1/2" x 30m Self Contained Continuous Hose Reel Foam Station Complete Assy - Red Colour, C18P Jet/Spray Nozzle, Elkhart In-Line Eductor, Inlet: 1.5" BSP(F), 1" Air Relief Valve, Material: Carbon Steel | 8080180200000
6796 | 1-1/2" x 30m Self Contained Continuous Hose Reel Foam Station Complete Assy - Red Colour, 250L Foam Tank, Removable Hand Crank, Adjustable Brake, Elkhart In-Line Eductor, Inlet: 1.5" BSP(F), Outlet: 2.5" BS336 Instantaneous Coupling, Drain Valve, PVC Cover, 1" Air Relief Valve, Material: Stainless Steel | 8080180223001
6797 | 1-1/2"X30m Self Contained Hose Reel Foam Station, 1.5" Continuous Hose Reel (Drum & Drum Holder Stainless Steel C/w Removal Crank Holder, Wheel Stopper, Lubricating Nipple), Gunmetal Water Way, 250L Foam Tank Red Colour, 1-1/2” In Line Foam Eductor c/w Bronze Ball Valve, Drain Valve, 1" Air Relief Valve, Material: Stainless Steel | 8080180224001
6798 | 1-1/2" Continuous Hose Reel Drum Only Cw FM Approval - Left Inlet Cw 1-1/2" BSP Elbow LG2 Waterway, Red Colour, WP 20Bar, Removable Hand Crank, Adjustable Brake, Material: Carbon Steel | 8080180300000
6799 | 1-1/2" x 30m Continuous Hose Reel Complete Assy Cw Reel Drum FM Approval - Left Inlet Cw 1-1/2" BSP Elbow LG2 Waterway, Red Colour, 20Bar Hose, Removable Hand Crank, Adjustable Brake, C18P Jet/Spray Nozzle, Inlet: 1.5" BSP(M) Swivel, Material: Stainless Steel | 8080180400000
6717 | 1" x 30m Automatic Swing Hose Reel, Red Colour, Plastic Jet/Spray Nozzle, Inlet: 25mm BSPT, Mild Steel | 8080008000000
6718 | 25mm x 30m Manual Swing Hose Reel, c/w SETSCO With EN694 Hose, Jet Nozzle, Inlet: 25mm BSPT, BS EN671-1: 2012, Mild Steel, Accessories: Nozzle Bracket & Gate Valve. (Dwg. No. 80800100) | 8080009918001
6719 | 1" x 30m Wash Down Hose Reel, Blue Colour Finishing, Black Colour Hose, Brass Jet Nozzle, Material: EG, Accessories: Nozzle Bracket, 1" Pressure Regulating Valve & Gate Valve. | 8080009922001
6720 | 25mm x 30m Manual Swing Hose Reel, c/w SETSCO With EN694 Hose, Jet Nozzle, 4 Nos Hose Clip, Inlet: 25mm BSPT, BS EN671-1: 2012, Mild Steel, Accessories: Nozzle Bracket & Gate Valve. (Dwg. No. 80800100) | 8080009924001
6721 | 1" x 30m Wash Down Hose Reel, Blue Colour Finishing, Black Colour Hose, Brass Jet Nozzle, Material: EG, Accessories: Nozzle Bracket & Gate Valve. | 8080009924002
6722 | 25mm X 30m Manual Swing Hose Reel, c/w LPCB With EN694 Hose, Jet Nozzle, Inlet 25mm BSPT, BS EN671-1:2012, Mild Steel, Accessories : Nozzle Bracket, Carton Box (Dwg. No. 80800100) | 8080010000000
6723 | 25mm X 30m Manual Swing Hose Reel, c/w LPCB With EN694 Hose, Jet Spray Nozzle, Inlet 25mm BSPT, BS EN671-1:2012, Mild Steel, Accessories : Nozzle Bracket, Carton Box (Dwg. No. 80800100) | 8080010000001
6724 | 25mm X 30m Manual Swing Hose Reel, c/w MED With EN694 Hose, Jet Spray Nozzle, Inlet 25mm BSPT, BS EN671-1:2012, Mild Steel, Accessories : Nozzle Bracket, Carton Box (Dwg. No. 80800100) | 8080010000002
6725 | 25mm X 20m Manual Swing Hose Reel, c/w MED With EN694 Hose, Jet Spray Nozzle, Inlet 25mm BSPT, BS EN671-1:2012, Mild Steel, Accessories : Nozzle Bracket, Carton Box (Dwg. No. 80800100) | 8080010000003
6726 | 25mm X 30m Manual Swing Hose Reel, c/w MED With EN694 Hose, Jet Spray Nozzle, Inlet 25mm BSPT, BS EN671-1:2012, Mild Steel, Accessories : Nozzle Bracket, Carton Box, Hose in Counterclockwise Direction (Dwg. No. 80800100) | 8080010000004
6727 | 25mm X 20m Manual Swing Hose Reel, c/w MED With EN694 Hose, Jet Spray Nozzle, Inlet 25mm BSPT, BS EN671-1:2012, Mild Steel, Drum With 525mm X 155mm, Accessories : Nozzle Bracket, Carton Box (Dwg. No. 80800100) | 8080010000005
6728 | 25mm X 30m Manual Swing Hose Reel, c/w LPCB With EN694 Hose, Plastic Jet Spray Nozzle, 3 Nos Hose Clip, Inlet 25mm BSPT, BS EN671-1:2012, Mild Steel, Accessories : Carton Box (Dwg. No. 80800100) | 8080010000006
6729 | 25mm x 30m Manual Swing Hose Reel, c/w SETSCO With EN694 Hose, Jet Nozzle, Inlet: 25mm BSPT, BS EN671-1:2012, Mild Steel, Accessories : Nozzle Bracket (Dwg. No. 80800100) | 8080010000007
6730 | 25mm x 30m Manual Swing Hose Reel, c/w SETSCO With EN694 Hose, Jet/Spray Nozzle, Inlet: 25mm BSPT, BS EN671-1:2012, Mild Steel, Accessories : Nozzle Bracket (Dwg. No. 80800100) | 8080010000008
6731 | 25mm X 20m Manual Swing Hose Reel, c/w MED With EN694 Hose, Jet Spray Nozzle, Inlet 25mm BSPT, BS EN671-1:2012, Mild Steel, Accessories : Nozzle Bracket, Mounting Bracket, Carton Box | 8080010021001
6732 | 25mm X 30m, Manual Swing Standard Hose Reel, Red Colour, c/w LPCB, EN694 Hose, 25mm Brass Jet/Spray Nozzle, Inlet: 25MM BSPT, BS EN671-1 : 2012, Mild Steel, c/w Accessories: Gate Valve | 8080010022001
6733 | 25mm X 25m Manual Swing Hose Reel, c/w MED With EN694 Hose, Jet Spray Nozzle, Inlet 25mm BSPT, BS EN671-1:2012, Mild Steel, Accessories : 1" Gate Valve, Carton Box (Dwg. No. 80800100) | 8080010025001
6734 | 25mm X 30m Manual Swing Hose Reel, c/w MED With EN694 Hose, Jet Spray Nozzle, Inlet 25mm BSPT, BS EN671-1:2012, Mild Steel, Accessories : 1" Gate Valve, Carton Box (Dwg. No. 80800100) | 8080010025002
6735 | 25mm X 30m Manual Swing Hose Reel, c/w MED With EN694 Hose, Jet Spray Nozzle, Inlet 25mm BSPT, BS EN671-1:2012, Mild Steel, Accessories : Nozzle Bracket, Mounting Bracket, Carton Box | 8080010025003
6736 | 25mm X 30m, Manual Swing Standard Hose Reel, C/W LPCB, EN694 Hose, 25mm Brass Chrome Jet Nozzle, 3 Nos SS Hose Clip, Inlet: 25mm BSPT, BS EN671-1 : 2012, Stainless Steel, Carton Box (Dwg No. 80800104) | 8080010400000
6737 | 25mm X 30m, Manual Swing Standard Hose Reel, C/W LPCB, EN694 Hose, 25mm Brass Jet/Spray Nozzle, 3 Nos SS Hose Clip, 1" Outlet S-Bend (SS), Inlet: 25mm BSPT, BS EN671-1 : 2012, Stainless Steel, Carton Box (Dwg No. 80800104) | 8080010400001
6738 | 25mm x 30m Automatic Swing Standard Hose Reel, Red Colour c/w LPCB, EN694 Hose, 25mm Chrome Jet Nozzle, Carton Box, Inlet: 25mm BSPT, To BS EN671-1 : 2012, Material EG (Dwg No. 80800200) | 8080020000000
6739 | 25mm x 30m Automatic Swing Standard Hose Reel, Red Colour c/w LPCB, EN694 Hose, 25mm Brass Jet/Spray Nozzle, Carton Box, Inlet: 25mm BSPT, To BS EN671-1 : 2012, Material EG (Dwg No. 80800200) | 8080020000001
6740 | 25mm x 30m Automatic Swing Standard Hose Reel, Red Colour c/w LPCB, EN694 Hose, 25mm Plastic Jet/Spray Nozzle, Carton Box, Inlet: 25mm BSPT, To BS EN671-1 : 2012, Material EG (Dwg No. 80800200) | 8080020000002
6741 | 25mm x 30m Automatic Swing Standard Hose Reel, Red Colour c/w MED, EN694 Hose, 25mm Chrome Jet Nozzle, Carton Box, Inlet: 25mm BSPT, To BS EN671-1 : 2012, Material EG (Dwg No. 80800200) | 8080020000003
6742 | 25mm x 30m Automatic Swing Standard Hose Reel, Red Colour c/w LPCB, EN694 Hose, 25mm Plastic Jet/Spray Nozzle, w/o Nozzle Bracket, Carton Box, Inlet 25mm BSPT, BS EN671-1, Material: EG | 8080020021002
6743 | 25mm x 30m Automatic Swing Standard Hose Reel c/w LPCB, EN694 Hose, 25mm Chrome Jet Nozzle w/o Nozzle Bracket, Carton Box, Inlet: 25mm BSPT, To BS EN671-1 : 2012, EG | 8080020021003
6744 | 19mm x 30m Manual Standard Swing Hose Reel, Red Colour, EN694 Hose, 19mm Brass Chrome Jet Nozzle, Inlet:19mm, BS EN671-1 : 2012, Material EG, Accessories: Nozzle Bracket | 8080030000000
6745 | Manual Standard Swing Hose Reel, 19mm X 30M, Red Colour, 19mm Brass Chrome Jet Nozzle, 3 Nos Hose EG Clip, Inlet:19mm, BS EN671-1 : 2012, Material: Mild Steel, Accessories: Nozzle Bracket, Carton Box | 8080030021001
6746 | 25mm X 30m, Manual Fixed Extra Slim Hose Reel, C/W LPCB, EN694 Hose, 25mm Brass Chrome Jet Nozzle, Inlet 1m Hose And 2Nos Hose Adaptor, Inlet: 25mm BSP(F), BS EN671-1 : 2012, Material: Mild Steel, Carton Box (Dwg No. 80800402) | 8080040200000
6747 | 25mm X 30m, Manual Fixed Extra Slim Hose Reel, C/W LPCB, EN694 Hose, 25mm Brass Jet/Spray Nozzle, Inlet 1m Hose And 2Nos Hose Adaptor, Inlet: 25mm BSP(F), BS EN671-1 : 2012, Material: Mild Steel, Carton Box (Dwg No. 80800402) | 8080040200001
6748 | 25mm x 30m Automatic Fixed Super Slim Hose Reel c/w LPCB, EN694 Hose, 25mm Brass Chrome Jet Nozzle, Inlet: 25mm BSP(F), BS EN671-1 : 2012 c/w Carton Box, Material EG (Dwg No. 80800403) | 8080040300000
6749 | 25mm x 30m Automatic Fixed Super Slim Hose Reel c/w LPCB, EN694 Hose, 25mm Brass Jet/Spray Nozzle, Inlet: 25mm BSP(F), BS EN671-1 : 2012 c/w Carton Box. Material EG (Dwg No. 80800403) | 8080040300001
6750 | 25mm x 30m Automatic Fixed Super Slim Hose Reel c/w LPCB, EN694 Hose, 25mm Plastic Jet/Spray Nozzle, Inlet: 25mm BSP(F), BS EN671-1 : 2012 c/w Carton Box, Material EG (Dwg No. 80800403) | 8080040300002
6751 | 25mm x 30m Automatic Swing Slim Hose Reel c/w LPCB, EN694 Hose, 25mm Brass Chrome Jet Nozzle, Inlet: 25mm BSP(F), BS EN671-1 : 2012 c/w Carton Box, Materials EG (Dwg No. 80800500) | 8080050000000
6752 | 25mm x 30m Automatic Swing Slim Hose Reel c/w LPCB, EN694 Hose, 25mm Brass Jet/Spray Nozzle, Inlet: 25mm BSP(F), BS EN671-1 : 2012 c/w Carton Box, Materials EG (Dwg No. 80800500) | 8080050000001
6753 | 25mm x 30m Automatic Swing Slim Hose Reel c/w LPCB, EN694 Hose, 25mm Plastic Jet/Spray Nozzle, Inlet: 25mm BSP(F), BS EN671-1 : 2012 c/w Carton Box, Material EG (Dwg No. 80800500) | 8080050000002
6754 | 25mm X 30m, Manual Swing Slim Hose Reel, C/W LPCB, EN694 Hose, 25mm Brass Chrome Jet Nozzle, Inlet 1m Hose And 2Nos Hose Adaptor, Inlet: 25mm BSP(F), BS EN671-1 : 2012, Material:Mild Steel, Carton Box (Dwg No. 80800501) | 8080050100000
6755 | 25mm X 30m, Manual Swing Slim Hose Reel, C/W LPCB, EN694 Hose, 25mm Brass Jet/Spray Nozzle, Inlet 1m Hose And 2Nos Hose Adaptor, Inlet: 25mm BSP(F), BS EN671-1 : 2012, Material:Mild Steel, Carton Box (Dwg No. 80800501) | 8080050100001
6756 | 25mm X 30m, Manual Swing Slim Hose Reel, C/W LPCB, EN694 Hose, 25mm Plastic Jet/Spray Nozzle, 3Nos Hose EG Clip, Inlet 1m Hose And 2Nos Hose Adaptor, Inlet: 25mm BSP(F), BS EN671-1 : 2012, Material:Mild Steel, Carton Box (Dwg No. 80800501) | 8080050100002
6757 | 25mm X 30m, Manual Fixed Slim Hose Reel, C/W LPCB, EN694 Hose, 25mm Brass Chrome Jet Nozzle, Inlet: 25mm BSP(F), BS EN671-1 : 2012, Material: Mild Steel, Carton Box (Dwg No. 80800502) | 8080050200000
6758 | 25mm X 30m, Manual Fixed Slim Hose Reel, C/W LPCB, EN694 Hose, 25mm Brass Jet/Spray Nozzle, Inlet: 25mm BSP(F), BS EN671-1 : 2012, Material: Mild Steel, Carton Box (Dwg No. 80800502) | 8080050200001
6759 | 25mm X 30m, Manual Fixed Slim Hose Reel, C/W LPCB, EN694 Hose, 25mm Plastic Jet/Spray Nozzle, 3 Nos Hose EG Clip, Inlet: 25mm BSP(F), BS EN671-1 : 2012, Material: Mild Steel, Carton Box (Dwg No. 80800502) | 8080050200002
6760 | 25mm X 30m, Manual Fixed Slim Hose Reel, C/W MED, EN694 Hose, 25mm Brass Chrome Jet Nozzle, Inlet: 25mm BSP(F), BS EN671-1 : 2012, Material: Mild Steel, Carton Box (Dwg No. 80800502) | 8080050200003
6761 | 25mm X 20m, Manual Fixed Slim Hose Reel, C/W MED, EN694 Hose, 25mm Brass Jet/Spray Nozzle, Inlet: 25mm BSP(F), BS EN671-1 : 2012, Material: Mild Steel, 1" Brass Gate Valve , Carton Box (Dwg No. 80800502) | 8080050200005
6762 | 25mm x 30m Automatic Fixed Slim Hose Reel c/w LPCB, EN694 Hose, 25mm Brass Chrome Jet Nozzle, Inlet: 25mm BSP(F), BS EN671-1 : 2012 c/w Carton Box, Material EG (Dwg No. 80800503) | 8080050300000
6763 | 25mm x 30m Automatic Fixed Slim Hose Reel c/w MED, EN694 Hose, 25mm Brass Chrome Jet Nozzle , Inlet: 25mm BSP(F), BS EN671-1 : 2012 c/w Carton Box, Material EG (Dwg No. 80800503) | 8080050300001
6764 | 25mm x 30m Automatic Fixed Slim Hose Reel c/w LPCB, EN694 Hose, 25mm Brass Jet/Spray Nozzle, Inlet: 25mm BSP(F), BS EN671-1 : 2012, Material: Mild Steel, Carton Box (Dwg No. 80800503) | 8080050300002
6765 | 25mm x 30m Automatic Fixed Slim Hose Reel c/w LPCB, EN694 Hose, 25mm Plastic Jet/Spray Nozzle, Inlet: 25mm BSP(F), BS EN671-1 : 2012 c/w Carton Box, Material EG (Dwg No. 80800503) | 8080050300003
6766 | 19mm X 30m, Automatic Swing Slim Hose Reel C/W LPCB, EN694 Hose, 19mm Brass Chrome Nozzle, 3Nos Hose Eg Clip, Inlet 1.5m Hose And 2Nos Hose Adaptor, Inlet: 1" BSP(F), BS EN671-1 : 2012, Material:Mild Steel, (Dwg No. 80800504) | 8080050400000
6767 | 25mm X 30m, Manual Standard Fixed Hose Reel, EN694 Hose, Brass Chrome Jet Nozzle, Inlet: 25mm BSPT, BS EN671-1 : 2012, Material: Mild Steel, Accessories: Nozzle Bracket, Gate Valve & Hose Guide. (Dwg No. 80800521) | 8080052100000
6768 | 25mm x 30m Slim Manual Swing Hose Reel c/w LPCB, EN694 Hose, 25mm Brass Chrome Jet Nozzle, Inlet: 25mm BSPT, BS EN671-1 : 2012 c/w Carton Box, Material EG (Dwg No. 80800600) | 8080060000000
6769 | 25mm x 30m Slim Manual Swing Hose Reel c/w LPCB, EN694 Hose, 25mm Brass Jet/Spray Nozzle, Inlet: 25mm BSPT, BS EN671-1 : 2012 c/w Carton Box, Material EG (Dwg No. 80800600) | 8080060000001
6770 | 25mm x 30m Slim Manual Swing Hose Reel c/w SETSCO, EN694 Hose, 25mm Brass Chrome Jet Nozzle, Inlet: 25mm BSPT, BS EN671-1 : 2012, Material EG (Dwg No. 80800600) | 8080060000002
6771 | 25mm x 30m Slim Manual Swing Hose Reel c/w SETSCO, EN694 Hose, 25mm Brass Jet/Spray Nozzle, Inlet: 25mm BSPT, BS EN671-1 : 2012, Material EG (Dwg No. 80800600) | 8080060000003
6772 | 1"(HP) X 30m Hose Reel-Swing L-Bracket, Drum 585mm X 180mm, LG2 Double Waterway(Right), C/W LPCB, EN694 High Pressure Hose, C18 Jet/Spray Nozzle, Inlet: 1" BSP, BS EN671-1, Material: MS, (Dwg No. 80801300) | 8080130000000
6773 | 1"(HP) X 30m Hose Reel-Swing L-Bracket, Drum 585mm X 180mm, LG2 Double Waterway(Right), C/W MED, EN694 High Pressure Hose, C18 Jet/Spray Nozzle, Inlet: 1" BSP, BS EN671-1, Material: MS, (Dwg No. 80801300) | 8080130000001
6774 | 1"(HP) X 30m Hose Reel-Swing L-Bracket, Drum 585mm X 180mm, LG2 Double Waterway(Left), C/W LPCB, EN694 High Pressure Hose, C18 Jet/Spray Nozzle, Inlet: 1" BSP, BS EN671-1, Material: MS, (Dwg No. 80801300) | 8080130000002
6775 | 1"(HP) X 15m Hose Reel-Swing L-Bracket, Drum 585mm X 180mm, LG2 Double Waterway(Right), C/W MED, EN694 High Pressure Hose, Shanghai Yibei Dual Purpose Jet/Spray Nozzle 19mm, BS EN671-1, Material: MS, (Dwg No. 80801300) | 8080130023001
6776 | 1"(HP) X 30m Hose Reel-Swing L-Bracket, Drum 585mm X 180mm, LG2 Double Waterway(Right), C/W MED, EN694 High Pressure Hose, C18P Jet/Spray Nozzle,Carton Box, Inlet: 1" BSP, BS EN671-1, Material: MS | 8080130024001
6777 | 1"(HP) X 30m Hose Reel-Swing L-Bracket, Drum 585mm X 180mm, LG2 Double Waterway(Right), C/W LPCB, EN694 High Pressure Hose, C18 Jet/Spray Nozzle, Inlet: 1" BSP, BS EN671-1, Material: SS316, (Dwg No. 80801400) | 8080140000000
6778 | 1"(HP) X 30m Hose Reel-Swing L-Bracket, Drum 585mm X 180mm, LG2 Double Waterway(Right), C/W MED, EN694 High Pressure Hose, C18 Jet/Spray Nozzle, Inlet: 1" BSP, BS EN671-1, Material: SS316, (Dwg No. 80801400) | 8080140000001
6779 | 1"(HP) X 30m Hose Reel-Swing L-Bracket, Drum 585mm X 180mm, LG2 Double Waterway(Right), C/W MED, EN694 High Pressure Hose, C18 Jet/Spray Nozzle, Inlet: 1" NST(F), BS EN671-1, Material: SS316, | 8080140023001
6780 | 1"(HP) X 25m Hose Reel-Swing L-Bracket, Drum 585mm X 180mm, LG2 Double Waterway(Right), C/W MED, EN694 High Pressure Hose, C18 Jet/Spray Nozzle, Inlet: 1" BSP, BS EN671-1, Material: SS316, Carton Box (Dwg No. 80801400) | 8080140024001
6781 | 1"(HP) X 30m Hose Reel-Swing L-Bracket, Drum 585mm X 180mm, Titatnium Double Waterway(Right), C/W LPCB, EN694 High Pressure Hose, C18 Jet/Spray Nozzle, Inlet: 1" BSP, BS EN671-1, Material: SS316, (Dwg No. 80801701) | 8080140100000
6782 | 1-1/4"(HP) X 30m Hose Reel-Swing L-Bracket, Drum 650mm X 230mm, LG2 Double Waterway(Right), C/W LPCB, EN694 High Pressure Hose, C18P Jet/Spray Nozzle, Inlet: 1-1/4" BSP, BS EN671-1, Material: MS, (Dwg No. 80801500) | 8080150000000
6783 | 1-1/4"(HP) X 30m Hose Reel-Swing L-Bracket, Drum 650mm X 230mm, LG2 Double Waterway(Right), C/W MED, EN694 High Pressure Hose, C18P Jet/Spray Nozzle, Inlet: 1-1/4" BSP, BS EN671-1, Material: MS, (Dwg No. 80801500) | 8080150000001
6784 | 1-1/4"(HP) X 30m Hose Reel-Swing L-Bracket, Drum 650mm X 230mm, LG2 Double Waterway(Left), C/W LPCB, EN694 High Pressure Hose, C18P Jet/Spray Nozzle, Inlet: 1-1/4" BSP, BS EN671-1, Material: MS, (Dwg No. 80801500) | 8080150000002
6785 | 1-1/4"(HP) X 20m Hose Reel-Swing L-Bracket, Drum 650mm X 230mm, LG2 Double Waterway(Right), C/W MED, EN694 High Pressure Hose, C18P Jet/Spray Nozzle, Inlet: 1-1/4" NPT, BS EN671-1,Carton Box, Material: MS, | 8080150023001
6786 | 1-1/4"(HP) X 30m Hose Reel-Swing L-Bracket, Drum 650mm X 230mm, LG2 Double Waterway(Right), C/W LPCB, EN694 High Pressure Hose, C18P Jet/Spray Nozzle, Inlet: 1-1/4" BSP, BS EN671-1, Material: SS316, (Dwg No. 80801600) | 8080160000000
6787 | 1-1/4"(HP) X 30m Hose Reel-Swing L-Bracket, Drum 650mm X 230mm, LG2 Double Waterway(Right), C/W MED, EN694 High Pressure Hose, C18P Jet/Spray Nozzle, Inlet: 1-1/4" BSP, BS EN671-1, Material: SS316, (Dwg No. 80801600) | 8080160000001
6788 | 1-1/4"(HP) X 30m Hose Reel-Swing L-Bracket, Drum 650mm X 230mm, Titatnium Double Waterway(Right), C/W LPCB, EN694 High Pressure Hose, C18P Jet/Spray Nozzle, Inlet: 1-1/4" BSP, BS EN671-1, Material: SS316, (Dwg No. 80801601) | 8080160100000
6789 | 1-1/2" x 30m Continuous Hose Reel Complete Assy Cw Reel Drum FM Approval - Left Inlet Cw 1-1/2" BSP Elbow LG2 Waterway, Red Colour, 20Bar Hose, Removable Hand Crank, Adjustable Brake, C18P Jet/Spray Nozzle, Inlet: 1.5" BSP(M) Swivel, Material: Carbon Steel | 8080180000000
6790 | 1-1/2" x 30m Continuous Hose Reel Complete Assy Cw Reel Drum FM Approval - Left Inlet Cw 1-1/2" ANSI#150FF Elbow LG2 Waterway, Red Colour, 20Bar Hose, Removable Hand Crank, Adjustable Brake, C18P Jet/Spray Nozzle, Inlet: 2" Storz Swivel, Material: Carbon Steel | 8080180022001
6791 | 1-1/2" Continuous Hose Reel Drum Only Cw FM Approval - Left Inlet Cw 1-1/2" BSP Elbow LG2 Waterway, Red Colour, WP 20Bar, Removable Hand Crank, Adjustable Brake, Material: Stainless Steel | 8080180100000
6792 | Lingjack 1.5" Continuous Flow Hose Reel, 1 Layer Of Red Marine Paint,c/w SS316L Reel, SS316L Removable Hand Crank, Adjustable Brake, 1.5" X 30m Hose, Outlet: 2.5" BS336 Instantaneous Coupling, Design Pressure: 20Bar, Test Pressure: 22Bar, SS316 | 8080180123001
6793 | 1-1/2" x 30m Continuous Hose Reel Cw Reel Drum FM Approval - Left Inlet Cw 1-1/2" NST Elbow LG2 Waterway, Red Colour, 20Bar Hose, Adjustable Brake, C18P Jet/Spray Nozzle Inlet: 1.5" NPT(M) Swivel, Material: Stainless Steel | 8080180123002
6794 | 1-1/2" x 30m Continuous Hose Reel Cw Reel Drum FM Approval - Left Inlet Cw 1-1/2" NST Elbow LG2 Waterway, Red Colour, 20Bar Hose, Adjustable Brake, Inlet: 1.5" NPT(M) Swivel, Material: Stainless Steel | 8080180123003
6795 | 1-1/2" x 30m Self Contained Continuous Hose Reel Foam Station Complete Assy - Red Colour, C18P Jet/Spray Nozzle, Elkhart In-Line Eductor, Inlet: 1.5" BSP(F), 1" Air Relief Valve, Material: Carbon Steel | 8080180200000
6796 | 1-1/2" x 30m Self Contained Continuous Hose Reel Foam Station Complete Assy - Red Colour, 250L Foam Tank, Removable Hand Crank, Adjustable Brake, Elkhart In-Line Eductor, Inlet: 1.5" BSP(F), Outlet: 2.5" BS336 Instantaneous Coupling, Drain Valve, PVC Cover, 1" Air Relief Valve, Material: Stainless Steel | 8080180223001
6797 | 1-1/2"X30m Self Contained Hose Reel Foam Station, 1.5" Continuous Hose Reel (Drum & Drum Holder Stainless Steel C/w Removal Crank Holder, Wheel Stopper, Lubricating Nipple), Gunmetal Water Way, 250L Foam Tank Red Colour, 1-1/2” In Line Foam Eductor c/w Bronze Ball Valve, Drain Valve, 1" Air Relief Valve, Material: Stainless Steel | 8080180224001
6798 | 1-1/2" Continuous Hose Reel Drum Only Cw FM Approval - Left Inlet Cw 1-1/2" BSP Elbow LG2 Waterway, Red Colour, WP 20Bar, Removable Hand Crank, Adjustable Brake, Material: Carbon Steel | 8080180300000
6799 | 1-1/2" x 30m Continuous Hose Reel Complete Assy Cw Reel Drum FM Approval - Left Inlet Cw 1-1/2" BSP Elbow LG2 Waterway, Red Colour, 20Bar Hose, Removable Hand Crank, Adjustable Brake, C18P Jet/Spray Nozzle, Inlet: 1.5" BSP(M) Swivel, Material: Stainless Steel | 8080180400000

## _ ('default_code', '=ilike'8
BOM ID | Product Name | Product Code
6800 | 64mm x 30m Layflat Fire Hose BS6391 Type 3, Red Colour c/w Setsco, Aluminium Alloy Instantaneous Coupling, Velcro Strap, Inlet: 64mm Male Instantaneous, Outlet: 64mm Female Instantaneous, Material: Synthetic Polydur, Inside And Outside Red Rubber lined | 9070010000000
6801 | 65mmX10m,Layflat Fire Hose,Red Colour,Aluminium Alloy Instantanous Coupling,Velco Strap,Inlet:65mm Male Instantanous,Outlet:65MM Female Instantanous,BS6391 Type 3,Rubber | 9070010018002
6802 | 65mmX20m,Layflat Fire Hose,Red Colour,Aluminium Alloy Instantanous Coupling,Velco Strap,Inlet:65mm Male Instantanous,Outlet:65MM Female Instantanous,BS6391 Type 3,Rubber | 9070010018003
6803 | 65mmX15m,Layflat Fire Hose,Red Colour,Aluminium Alloy Instantanous Coupling,Velco Strap,Inlet: 65mm Male Instantanous,Outlet: 65mm Female Instantanous,Bs6391 Type 3,Rubber | 9070010019003
6804 | Fire Hose - 64mm x 8m | 9070010025001
6805 | Fire Hose - 64mm x 7m | 9070010025002
6806 | 64mm x 30m,Layflat Fire Hose,Red Colour,Aluminium Alloy Instantanous Coupling,Inlet:64mm Male Instantanous,Outlet:64mm Female Instantanous,Bs 6391 Type 3,Rubber | 9070010200000
6807 | 64mm x 30m Layflat Fire Hose Type 1, White Colour c/w Aluminium Alloy Instantaneous Coupling, Inlet 64mm Male Instantaneous, Outlet 64mm Female Instantaneous, Material White Canvas | 9070050000000
6808 | 65mm X 15m, Layflat Fire Hose, White Canvas, Type 1, WP: 13Bars,Aluminium Alloy Instantaneous Male / Female Coupling,Inlet:65Mm Aluminum Alloy Instantaneous Male / Female Coupling,Outlet:65mm Aluminum Alloy Instantaneous Male / Female Coupling, BS 6391 Type1 Canvas | 9070050018001
6809 | 65mm x 30m,Layflat Fire Hose,White Colour,Aluminium Alloy Instantanous Coupling,Inlet:65mm Male Instantanous,Outlet:65mm Female Instantanous,BS 6391 Type1,Canvas | 9070050100000
6810 | 65mm x 20m,Layflat Fire Hose, White Canvas, Type 1, Wp: 13Bars,White Colour,Aluminium Alloy TCVN Coupling,Inlet:65mm TCVN Coupling,Outlet:65mm TCVN Coupling,BS 6391 Type1,Canvas | 9070070100000
6811 | 2'' Fire Hose Rack c/w 2'' Right Angle Valve c/w BSPT (M),Red Color,2"X 30m Canvas Fire Hose c/w NST(M) Outlet, NST(F) Inlet, C18 Jet Spray Nozzle c/w 2" NST (F) Thread Swivel Adaptor,Inlet: 2" BSPT (M),Eg | 9070140200000