## Bill of Material (mrp.bom) - 20
Product | Area ID | SID Prefix | Node Type ID | Reference | BoM Lines/Component No | BoM Lines/Quantity | BoM Lines/Product Unit of Measure | Manufacturing Lead Time | Lingjack Product Category | buffer
[0100010100000] 1kg ABC Fire Ext Complete With Refill c/w Stored Pressure Valve, Pressure Gauge, Red Color w/o Nozzle w/o Hook Bracket |  |  |  | 0100010100000 | 0303100000000 | 1.0000 | nos. |  | 1.1 Portable Ext - Complete Assembly
[0100010100000] 1kg ABC Fire Ext Complete With Refill c/w Stored Pressure Valve, Pressure Gauge, Red Color w/o Nozzle w/o Hook Bracket |  |  |  | 0100010100000 | 0306610000000 | 1.0000 | nos. |  | 1.1 Portable Ext - Complete Assembly
[0100010100000] 1kg ABC Fire Ext Complete With Refill c/w Stored Pressure Valve, Pressure Gauge, Red Color w/o Nozzle w/o Hook Bracket |  |  |  | 0100010100000 | 0302470000000 | 1.0000 | kg |  | 1.1 Portable Ext - Complete Assembly
[0100010100000] 1kg ABC Fire Ext Complete With Refill c/w Stored Pressure Valve, Pressure Gauge, Red Color w/o Nozzle w/o Hook Bracket |  |  |  | 0100010100000 | 0300690000000 | 0.0200 | m3 |  | 1.1 Portable Ext - Complete Assembly
[0100010100000] 1kg ABC Fire Ext Complete With Refill c/w Stored Pressure Valve, Pressure Gauge, Red Color w/o Nozzle w/o Hook Bracket |  |  |  | 0100010100000 | 0301310300000 | 1.0000 | nos. |  | 1.1 Portable Ext - Complete Assembly
[0100130000000] 4kg ABC Fire Ext Complete With Refill w/o Labeling (LJ Stock) |  |  |  | 0100130000000 | 0300690000000 | 0.0800 | m3 |  | 1.4 Accessories & Parts - Fire Ext
[0100130000000] 4kg ABC Fire Ext Complete With Refill w/o Labeling (LJ Stock) |  |  |  | 0100130000000 | 0309780000000 | 1.0000 | nos. |  | 1.4 Accessories & Parts - Fire Ext
[0100130000000] 4kg ABC Fire Ext Complete With Refill w/o Labeling (LJ Stock) |  |  |  | 0100130000000 | 0303680000000 | 1.0000 | nos. |  | 1.4 Accessories & Parts - Fire Ext
[0100130000000] 4kg ABC Fire Ext Complete With Refill w/o Labeling (LJ Stock) |  |  |  | 0100130000000 | 0302470000000 | 4.0000 | kg |  | 1.4 Accessories & Parts - Fire Ext
[0100130000000] 4kg ABC Fire Ext Complete With Refill w/o Labeling (LJ Stock) |  |  |  | 0100130000000 | 0301310300000 | 1.0000 | nos. |  | 1.4 Accessories & Parts - Fire Ext
[0300150300000] CO2 Turn Valve Holder, Dia: 50mm X 2.0mm (Thk) c/w Hexagon Hole, Material: SS304 |  |  |  | 0300150300000 | 0316250000000 | 0.0100 | pcs
[0300170600000] Air Release Valve For Cartridge Trolley c/w Discharge & Cartridge Connection Complete Assembly c/w 2 Connection Glued, Chrome Finish, Material: Brass CZ121 |  |  |  | 0300170600000 | 0318410100000 | 1.0000 | nos. |  | 1.4 Accessories & Parts - Fire Ext
[0300170600000] Air Release Valve For Cartridge Trolley c/w Discharge & Cartridge Connection Complete Assembly c/w 2 Connection Glued, Chrome Finish, Material: Brass CZ121 |  |  |  | 0300170600000 | 0323751000000 | 1.0000 | nos. |  | 1.4 Accessories & Parts - Fire Ext
[0300170600000] Air Release Valve For Cartridge Trolley c/w Discharge & Cartridge Connection Complete Assembly c/w 2 Connection Glued, Chrome Finish, Material: Brass CZ121 |  |  |  | 0300170600000 | 0323750700000 | 1.0000 | nos. |  | 1.4 Accessories & Parts - Fire Ext
[0300170600000] Air Release Valve For Cartridge Trolley c/w Discharge & Cartridge Connection Complete Assembly c/w 2 Connection Glued, Chrome Finish, Material: Brass CZ121 |  |  |  | 0300170600000 | 0321960000000 | 1.0000 | nos. |  | 1.4 Accessories & Parts - Fire Ext
[0300170600000] Air Release Valve For Cartridge Trolley c/w Discharge & Cartridge Connection Complete Assembly c/w 2 Connection Glued, Chrome Finish, Material: Brass CZ121 |  |  |  | 0300170600000 | 0300170400000 | 1.0000 | nos. |  | 1.4 Accessories & Parts - Fire Ext
[0300170600000] Air Release Valve For Cartridge Trolley c/w Discharge & Cartridge Connection Complete Assembly c/w 2 Connection Glued, Chrome Finish, Material: Brass CZ121 |  |  |  | 0300170600000 | 0300170300000 | 1.0000 | nos. |  | 1.4 Accessories & Parts - Fire Ext
[0300170600000] Air Release Valve For Cartridge Trolley c/w Discharge & Cartridge Connection Complete Assembly c/w 2 Connection Glued, Chrome Finish, Material: Brass CZ121 |  |  |  | 0300170600000 | 0323750900000 | 1.0000 | nos. |  | 1.4 Accessories & Parts - Fire Ext
[0300170600000] Air Release Valve For Cartridge Trolley c/w Discharge & Cartridge Connection Complete Assembly c/w 2 Connection Glued, Chrome Finish, Material: Brass CZ121 |  |  |  | 0300170600000 | 0321970000000 | 1.0000 | nos. |  | 1.4 Accessories & Parts - Fire Ext
[0300170600000] Air Release Valve For Cartridge Trolley c/w Discharge & Cartridge Connection Complete Assembly c/w 2 Connection Glued, Chrome Finish, Material: Brass CZ121 |  |  |  | 0300170600000 | 0323750800000 | 1.0000 | nos. |  | 1.4 Accessories & Parts - Fire Ext
[0300250400000] Hose & Adaptor - For 3ltr Water/Foam Mist FX, L400mm (+3/-0mm) x I/D 12.5mm x Thk 3.25mm, Inlet: ¼” x 19BSP Male Thread (Chrome Plated), Outlet: ¼” BSP Female Thread, Hose Specs: Black Braided PVC with Min Burst 750PSI |  |  |  | 0300250400000 | 0304420300000 | 1.0000 | nos. |  | 1.4 Accessories & Parts - Fire Ext
[0300250400000] Hose & Adaptor - For 3ltr Water/Foam Mist FX, L400mm (+3/-0mm) x I/D 12.5mm x Thk 3.25mm, Inlet: ¼” x 19BSP Male Thread (Chrome Plated), Outlet: ¼” BSP Female Thread, Hose Specs: Black Braided PVC with Min Burst 750PSI |  |  |  | 0300250400000 | 0300550000000 | 1.0000 | nos. |  | 1.4 Accessories & Parts - Fire Ext
[0300250400000] Hose & Adaptor - For 3ltr Water/Foam Mist FX, L400mm (+3/-0mm) x I/D 12.5mm x Thk 3.25mm, Inlet: ¼” x 19BSP Male Thread (Chrome Plated), Outlet: ¼” BSP Female Thread, Hose Specs: Black Braided PVC with Min Burst 750PSI |  |  |  | 0300250400000 | 0303060000000 | 1.0000 | nos. |  | 1.4 Accessories & Parts - Fire Ext
[0300260400000] Hose & Horn Applicator For 9 kg D Power |  |  |  | 0300260400000 | 0303810100000 | 0.0100 | nos.
[0300260400000] Hose & Horn Applicator For 9 kg D Power |  |  |  | 0300260400000 | 0303880000000 | 0.0200 | nos.
[0300260400000] Hose & Horn Applicator For 9 kg D Power |  |  |  | 0300260400000 | 0303980000000 | 1.0000 | nos.
[0300260400000] Hose & Horn Applicator For 9 kg D Power |  |  |  | 0300260400000 | 0300910000000 | 1.0000 | nos.
[0300260400000] Hose & Horn Applicator For 9 kg D Power |  |  |  | 0300260400000 | 0303890000000 | 0.0600 | nos.
[0300260900000] Hose, Ferrule & Adaptor Set - Hose Length = 530Mm For 9Ltr D Powder, Adaptor Both Side Inlet : 1/4" x 19 BSPF Male Thread, Finishing : Chrome Plated, Materials : Mild Steel |  |  |  | 0300260900000 | 0300260200000 | 1.0000 | nos.
[0300261000000] Hose & Adaptor - For 6ltr Watermist FX, L530mm (+3/-0mm) x I/D 12.5mm x Thk 3.25mm, Inlet: ¼” X 19BSP Male Thread (Chrome Plated), Outlet: ¼” BSP Female Thread, Hose Specs: Black Braided PVC with Min Burst 750PSI |  |  |  | 0300261000000 | 0304420300000 | 1.0000 | nos. |  | 1.4 Accessories & Parts - Fire Ext
[0300261000000] Hose & Adaptor - For 6ltr Watermist FX, L530mm (+3/-0mm) x I/D 12.5mm x Thk 3.25mm, Inlet: ¼” X 19BSP Male Thread (Chrome Plated), Outlet: ¼” BSP Female Thread, Hose Specs: Black Braided PVC with Min Burst 750PSI |  |  |  | 0300261000000 | 0300260900000 | 1.0000 | nos. |  | 1.4 Accessories & Parts - Fire Ext
[0300261000000] Hose & Adaptor - For 6ltr Watermist FX, L530mm (+3/-0mm) x I/D 12.5mm x Thk 3.25mm, Inlet: ¼” X 19BSP Male Thread (Chrome Plated), Outlet: ¼” BSP Female Thread, Hose Specs: Black Braided PVC with Min Burst 750PSI |  |  |  | 0300261000000 | 0303060000000 | 1.0000 | nos. |  | 1.4 Accessories & Parts - Fire Ext
[0300280024001] Body Belt - KOMTES Galvanized Steel Bracket 32mm Wide (2Pcs/Set). Small |  |  |  | 0300280024001 | 0322300200000 | 0.0087 | nos. |  | 1.4 Accessories & Parts - Fire Ext
[0300280024002] Body Belt - KOMTES Galvanized Steel Bracket 32mm Wide (2Pcs/Set). Medium |  |  |  | 0300280024002 | 0322300200000 | 0.0100 | nos. |  | 1.4 Accessories & Parts - Fire Ext
[0300280024003] Body Belt - KOMTES Galvanized Steel Bracket 32mm Wide (2Pcs/Set). Large |  |  |  | 0300280024003 | 0322300200000 | 0.0120 | nos. |  | 1.4 Accessories & Parts - Fire Ext
[0300310100000] Hose & Aluminium Nozzle Assy For 2kg HAL FX, Nozzle 7mm, Hose Length 400mm |  |  |  | 0300310100000 | 0304430000000 | 1.0000 | nos. |  | 1.4 Accessories & Parts - Fire Ext
[0300310100000] Hose & Aluminium Nozzle Assy For 2kg HAL FX, Nozzle 7mm, Hose Length 400mm |  |  |  | 0300310100000 | 0300550000000 | 1.0000 | nos. |  | 1.4 Accessories & Parts - Fire Ext
[0300310200000] Hose & Aluminium Nozzle Assy For 6kg HAL FX, Nozzle 11mm, Hose Length 400mm |  |  |  | 0300310200000 | 0304450000000 | 1.0000 | nos. |  | 1.4 Accessories & Parts - Fire Ext
[0300310200000] Hose & Aluminium Nozzle Assy For 6kg HAL FX, Nozzle 11mm, Hose Length 400mm |  |  |  | 0300310200000 | 0300550000000 | 1.0000 | nos. |  | 1.4 Accessories & Parts - Fire Ext
[0300310300000] Hose & Aluminium Nozzle Assy For 4kg HAL FX, Nozzle 9.2mm, Hose Length 400mm |  |  |  | 0300310300000 | 0300550000000 | 1.0000 | nos. |  | 1.4 Accessories & Parts - Fire Ext
[0300310300000] Hose & Aluminium Nozzle Assy For 4kg HAL FX, Nozzle 9.2mm, Hose Length 400mm |  |  |  | 0300310300000 | 0304440000000 | 1.0000 | nos. |  | 1.4 Accessories & Parts - Fire Ext
[0300310400000] Hose & Aluminium Nozzle Assy For 4kg BrX FX, Nozzle 5.7mm, Hose Length 400mm |  |  |  | 0300310400000 | 0300550000000 | 1.0000 | nos. |  | 1.4 Accessories & Parts - Fire Ext
[0300310400000] Hose & Aluminium Nozzle Assy For 4kg BrX FX, Nozzle 5.7mm, Hose Length 400mm |  |  |  | 0300310400000 | 0304440100000 | 1.0000 | nos. |  | 1.4 Accessories & Parts - Fire Ext
[0300310500000] Hose & Aluminium Nozzle Assy For 2kg BrX FX, Nozzle 5.0mm, Hose Length 400mm |  |  |  | 0300310500000 | 0304430100000 | 1.0000 | nos. |  | 1.4 Accessories & Parts - Fire Ext
[0300310500000] Hose & Aluminium Nozzle Assy For 2kg BrX FX, Nozzle 5.0mm, Hose Length 400mm |  |  |  | 0300310500000 | 0300550000000 | 1.0000 | nos. |  | 1.4 Accessories & Parts - Fire Ext
[0300320000000] 6M CO2 High Pressure Hose c/w Fittings |  |  |  | 0300320000000 | 0314580000000 | 2.0000 | nos. |  | 1.4 Accessories & Parts - Fire Ext
[0300320000000] 6M CO2 High Pressure Hose c/w Fittings |  |  |  | 0300320000000 | 0300321000000 | 6.0000 | m |  | 1.4 Accessories & Parts - Fire Ext
[0300320000000] 6M CO2 High Pressure Hose c/w Fittings |  |  |  | 0300320000000 | 0300510100000 | 2.0000 | nos. |  | 1.4 Accessories & Parts - Fire Ext
[0300320000000] 6M CO2 High Pressure Hose c/w Fittings |  |  |  | 0300320000000 | 0323783100000 | 2.0000 | nos. |  | 1.4 Accessories & Parts - Fire Ext
[0300320000000] 6M CO2 High Pressure Hose c/w Fittings |  |  |  | 0300320000000 | 0323971300000 | 2.0000 | nos. |  | 1.4 Accessories & Parts - Fire Ext
[0300320700000] 510mm,Hose - CO2 Heavy Duty High Pressure Hose With Chrome Plated Fitting ( F/F ),Female Adaptor(03145800) With Swivel Nut(03005101) |  |  |  | 0300320700000 | 0314580000000 | 1.0000 | nos. |  | 1.4 Accessories & Parts - Fire Ext
[0300320700000] 510mm,Hose - CO2 Heavy Duty High Pressure Hose With Chrome Plated Fitting ( F/F ),Female Adaptor(03145800) With Swivel Nut(03005101) |  |  |  | 0300320700000 | 0323971300000 | 1.0000 | nos. |  | 1.4 Accessories & Parts - Fire Ext
[0300320700000] 510mm,Hose - CO2 Heavy Duty High Pressure Hose With Chrome Plated Fitting ( F/F ),Female Adaptor(03145800) With Swivel Nut(03005101) |  |  |  | 0300320700000 | 0323783100000 | 2.0000 | nos. |  | 1.4 Accessories & Parts - Fire Ext
[0300320700000] 510mm,Hose - CO2 Heavy Duty High Pressure Hose With Chrome Plated Fitting ( F/F ),Female Adaptor(03145800) With Swivel Nut(03005101) |  |  |  | 0300320700000 | 0300321000000 | 0.5200 | m |  | 1.4 Accessories & Parts - Fire Ext
[0300320700000] 510mm,Hose - CO2 Heavy Duty High Pressure Hose With Chrome Plated Fitting ( F/F ),Female Adaptor(03145800) With Swivel Nut(03005101) |  |  |  | 0300320700000 | 0323070300000 | 1.0000 | nos. |  | 1.4 Accessories & Parts - Fire Ext
[0300320700000] 510mm,Hose - CO2 Heavy Duty High Pressure Hose With Chrome Plated Fitting ( F/F ),Female Adaptor(03145800) With Swivel Nut(03005101) |  |  |  | 0300320700000 | 0300510100000 | 1.0000 | nos. |  | 1.4 Accessories & Parts - Fire Ext
[0300330300000] 3/4" I/D X 6m Hose c/w Male-Female Nipple - For All Types Of SP/Cart & Halotron Trolley, Black Color, Male Nipple : NPT (S016-12-12S), Female Nipple: BSP Parallel (S001-12-12S), WP: 300psi, BP 45bar, Material: Air Hose - Thermoplastic Rubber |  |  |  | 0300330300000 | 0300332400000 | 0.0625 | nos. |  | 1.4 Accessories & Parts - Fire Ext
[0300330300000] 3/4" I/D X 6m Hose c/w Male-Female Nipple - For All Types Of SP/Cart & Halotron Trolley, Black Color, Male Nipple : NPT (S016-12-12S), Female Nipple: BSP Parallel (S001-12-12S), WP: 300psi, BP 45bar, Material: Air Hose - Thermoplastic Rubber |  |  |  | 0300330300000 | 0323754600000 | 2.0000 | nos. |  | 1.4 Accessories & Parts - Fire Ext
[0300330300000] 3/4" I/D X 6m Hose c/w Male-Female Nipple - For All Types Of SP/Cart & Halotron Trolley, Black Color, Male Nipple : NPT (S016-12-12S), Female Nipple: BSP Parallel (S001-12-12S), WP: 300psi, BP 45bar, Material: Air Hose - Thermoplastic Rubber |  |  |  | 0300330300000 | 0323754500000 | 1.0000 | nos. |  | 1.4 Accessories & Parts - Fire Ext
[0300330300000] 3/4" I/D X 6m Hose c/w Male-Female Nipple - For All Types Of SP/Cart & Halotron Trolley, Black Color, Male Nipple : NPT (S016-12-12S), Female Nipple: BSP Parallel (S001-12-12S), WP: 300psi, BP 45bar, Material: Air Hose - Thermoplastic Rubber |  |  |  | 0300330300000 | 0323754400000 | 1.0000 | nos. |  | 1.4 Accessories & Parts - Fire Ext
[0300330318001] 6M Air Rubber Hose Only c/w Female/Female Chrome Plated Fitting c/w Powder Controllable Discharge Gun |  |  |  | 0300330318001 | 0300330300000 | 1.0000 | nos. |  | 1.4 Accessories & Parts - Fire Ext
[0300330318001] 6M Air Rubber Hose Only c/w Female/Female Chrome Plated Fitting c/w Powder Controllable Discharge Gun |  |  |  | 0300330318001 | 0307920400000 | 1.0000 | nos. |  | 1.4 Accessories & Parts - Fire Ext
[0300330320002] 3/4" I/D X 12m Hose c/w Male-Female Nipple - For All Types Of SP/Cart & Halotron Trolley, Black Color, Male Nipple : NPT (S016-12-12S), Female Nipple: BSP Parallel (S001-12-12S), WP: 300psi, BP 45bar, Material: Air Hose - Thermoplastic Rubber |  |  |  | 0300330320002 | 0323754600000 | 2.0000 | nos. |  | 1.4 Accessories & Parts - Fire Ext
[0300330320002] 3/4" I/D X 12m Hose c/w Male-Female Nipple - For All Types Of SP/Cart & Halotron Trolley, Black Color, Male Nipple : NPT (S016-12-12S), Female Nipple: BSP Parallel (S001-12-12S), WP: 300psi, BP 45bar, Material: Air Hose - Thermoplastic Rubber |  |  |  | 0300330320002 | 0300332400000 | 0.1250 | nos. |  | 1.4 Accessories & Parts - Fire Ext
[0300330320002] 3/4" I/D X 12m Hose c/w Male-Female Nipple - For All Types Of SP/Cart & Halotron Trolley, Black Color, Male Nipple : NPT (S016-12-12S), Female Nipple: BSP Parallel (S001-12-12S), WP: 300psi, BP 45bar, Material: Air Hose - Thermoplastic Rubber |  |  |  | 0300330320002 | 0323754500000 | 1.0000 | nos. |  | 1.4 Accessories & Parts - Fire Ext
[0300330320002] 3/4" I/D X 12m Hose c/w Male-Female Nipple - For All Types Of SP/Cart & Halotron Trolley, Black Color, Male Nipple : NPT (S016-12-12S), Female Nipple: BSP Parallel (S001-12-12S), WP: 300psi, BP 45bar, Material: Air Hose - Thermoplastic Rubber |  |  |  | 0300330320002 | 0323754400000 | 1.0000 | nos. |  | 1.4 Accessories & Parts - Fire Ext
[0300330322001] 6M Air Rubber Hose Only c/w Female/Female Chrome Plated Fitting c/w Foam Controllable Discharge Gun |  |  |  | 0300330322001 | 0300330300000 | 1.0000 | nos. |  | 1.4 Accessories & Parts - Fire Ext
[0300330322001] 6M Air Rubber Hose Only c/w Female/Female Chrome Plated Fitting c/w Foam Controllable Discharge Gun |  |  |  | 0300330322001 | 0307920600000 | 1.0000 | nos. |  | 1.4 Accessories & Parts - Fire Ext
[0300330324001] 3/4" I/D X 6m Hose And Foam Controllable Discharge Gun |  |  |  | 0300330324001 | 0300330300000 | 1.0000 | nos. |  | 1.4 Accessories & Parts - Fire Ext
[0300330324001] 3/4" I/D X 6m Hose And Foam Controllable Discharge Gun |  |  |  | 0300330324001 | 0307920600000 | 1.0000 | nos. |  | 1.4 Accessories & Parts - Fire Ext
[0300330325001] 3/4" I/D X 12m Hose c/w Male-Male Nipple - For All Types Of SP/Cart & Halotron Trolley, Black Color, Male Nipple : NPT (S016-12-12S) and Foam Controllable Discharge Gun, Material: Air Hose - Thermoplastic Rubber |  |  |  | 0300330325001 | 0307920600000 | 1.0000 | nos. |  | 1.4 Accessories & Parts - Fire Ext
[0300330325001] 3/4" I/D X 12m Hose c/w Male-Male Nipple - For All Types Of SP/Cart & Halotron Trolley, Black Color, Male Nipple : NPT (S016-12-12S) and Foam Controllable Discharge Gun, Material: Air Hose - Thermoplastic Rubber |  |  |  | 0300330325001 | 0323754500000 | 2.0000 | nos. |  | 1.4 Accessories & Parts - Fire Ext
[0300330325001] 3/4" I/D X 12m Hose c/w Male-Male Nipple - For All Types Of SP/Cart & Halotron Trolley, Black Color, Male Nipple : NPT (S016-12-12S) and Foam Controllable Discharge Gun, Material: Air Hose - Thermoplastic Rubber |  |  |  | 0300330325001 | 0323754600000 | 2.0000 | nos. |  | 1.4 Accessories & Parts - Fire Ext
[0300330325001] 3/4" I/D X 12m Hose c/w Male-Male Nipple - For All Types Of SP/Cart & Halotron Trolley, Black Color, Male Nipple : NPT (S016-12-12S) and Foam Controllable Discharge Gun, Material: Air Hose - Thermoplastic Rubber |  |  |  | 0300330325001 | 0300332400000 | 0.1300 | nos. |  | 1.4 Accessories & Parts - Fire Ext
[0300330500000] 1" x 20m (+0.3/ -0 ) Semi Rigid Reel Hose, Red Color, Smooth Finish, Make To EN694-2014 Standard, WP 12Bar, I/D = 25mm +/-0.2mm, Thk = 4.0mm +/- 0.2mm, Markings on Hose: "COMBAT Fire Hose EN694-2014 A2 25mm 1.2Mpa W.P. Mth/Year-Batch Number" |  |  |  | 0300330500000 | 0300330000000 | 1.0000 | nos. |  | 1.2 Accessories & Parts - HR
[0300331400000] Hose - Double Braided 1" x 30M (+0.5/-0), Water Hose, Non-Conductive, WP20Bar (300Psi), Red Colour, Smooth Finish, Temperature: -30°C To 80°C, Safety Factor: = 51 mm 3:1 = 55 mm 2,5:1,Tube: Black SBR/NBR - Oil Mist Resistant, Reinforcement: High Tensile Textile Cords, Cover: Red SBR - Abrasion And Ozone Resistant, Supplier Part No: 155AH (Dwg. No. 03003314) |  |  |  | 0300331400000 | 0300332800000 | 0.5000 | nos. |  | 1.2 Accessories & Parts - HR
[0300331423001] 1" X 15M,Hose - Semi-Rigid Hose (EN694 , WP20Bar),Red Color, Smooth Finish,To EN694 Standard |  |  |  | 0300331423001 | 0300332800000 | 0.2500 | nos. |  | 1.2 Accessories & Parts - HR
[0300331424001] 1" X 25M,Hose - Semi-Rigid Hose (EN694 , WP20Bar),Red Color, Smooth Finish,To EN694 Standard |  |  |  | 0300331424001 | 0300332800000 | 0.4200 | nos. |  | 1.2 Accessories & Parts - HR
[0300332000000] 1" X 1.2M,Hose - For Inlet Extension (Semi-Rigid EN694 Hose ,WP20Bar),Red Color, Smooth Finish,To EN694 Standard |  |  |  | 0300332000000 | 0300332800000 | 0.0200 | nos.
[0300332100000] 1" X 1M Length, Hose - For Inlet Extension (Semi-Rigid EN694 WP20Bar Hose), Red Color, Smooth Finish,To EN694 Standard |  |  |  | 0300332100000 | 0300332800000 | 0.0160 | nos.
[0300332122002] 1" X 1.5M Length, Hose - For Inlet Extension (Semi-Rigid EN694 WP20Bar Hose), Red Color, Smooth Finish,To EN694 Standard, c/w 1" BSP(F) Swivel Serrated Adaptor |  |  |  | 0300332122002 | 0300332800000 | 0.0300 | nos.
[0300332122002] 1" X 1.5M Length, Hose - For Inlet Extension (Semi-Rigid EN694 WP20Bar Hose), Red Color, Smooth Finish,To EN694 Standard, c/w 1" BSP(F) Swivel Serrated Adaptor |  |  |  | 0300332122002 | 0323070000000 | 2.0000 | nos.
[0300332122002] 1" X 1.5M Length, Hose - For Inlet Extension (Semi-Rigid EN694 WP20Bar Hose), Red Color, Smooth Finish,To EN694 Standard, c/w 1" BSP(F) Swivel Serrated Adaptor |  |  |  | 0300332122002 | 0320420400000 | 2.0000 | nos.
[0300332122002] 1" X 1.5M Length, Hose - For Inlet Extension (Semi-Rigid EN694 WP20Bar Hose), Red Color, Smooth Finish,To EN694 Standard, c/w 1" BSP(F) Swivel Serrated Adaptor |  |  |  | 0300332122002 | 0303880100000 | 2.0000 | nos.
[0300332123001] 1" X 1.6M Length, Hose - For Inlet Extension (Semi-Rigid EN694 WP20Bar Hose), Red Color, Smooth Finish,To EN694 Standard, c/w 1" BSP(F) Swivel Serrated Adaptor |  |  |  | 0300332123001 | 0320420400000 | 2.0000 | nos.
[0300332123001] 1" X 1.6M Length, Hose - For Inlet Extension (Semi-Rigid EN694 WP20Bar Hose), Red Color, Smooth Finish,To EN694 Standard, c/w 1" BSP(F) Swivel Serrated Adaptor |  |  |  | 0300332123001 | 0300332800000 | 0.0300 | nos.
[0300332123001] 1" X 1.6M Length, Hose - For Inlet Extension (Semi-Rigid EN694 WP20Bar Hose), Red Color, Smooth Finish,To EN694 Standard, c/w 1" BSP(F) Swivel Serrated Adaptor |  |  |  | 0300332123001 | 0303880100000 | 2.0000 | nos.
[0300332123001] 1" X 1.6M Length, Hose - For Inlet Extension (Semi-Rigid EN694 WP20Bar Hose), Red Color, Smooth Finish,To EN694 Standard, c/w 1" BSP(F) Swivel Serrated Adaptor |  |  |  | 0300332123001 | 0323070000000 | 2.0000 | nos.
[0300332125001] 1" X 1.3M Length, Hose - For Inlet Extension (Semi-Rigid EN694 WP20Bar Hose), Red Color, Smooth Finish,To EN694 Standard, c/w 1" BSP(F) Swivel Serrated Adaptor |  |  |  | 0300332125001 | 0300332800000 | 0.0200 | nos.
[0300332125001] 1" X 1.3M Length, Hose - For Inlet Extension (Semi-Rigid EN694 WP20Bar Hose), Red Color, Smooth Finish,To EN694 Standard, c/w 1" BSP(F) Swivel Serrated Adaptor |  |  |  | 0300332125001 | 0323090000000 | 2.0000 | nos.
[0300332125001] 1" X 1.3M Length, Hose - For Inlet Extension (Semi-Rigid EN694 WP20Bar Hose), Red Color, Smooth Finish,To EN694 Standard, c/w 1" BSP(F) Swivel Serrated Adaptor |  |  |  | 0300332125001 | 0303880100000 | 2.0000 | nos.
[0300332125001] 1" X 1.3M Length, Hose - For Inlet Extension (Semi-Rigid EN694 WP20Bar Hose), Red Color, Smooth Finish,To EN694 Standard, c/w 1" BSP(F) Swivel Serrated Adaptor |  |  |  | 0300332125001 | 0323070000000 | 2.0000 | nos.
[0300332125002] 1" X 1.1M Length, Hose - For Inlet Extension (Semi-Rigid EN694 WP20Bar Hose), Red Color, Smooth Finish, To EN694 Standard, c/w 1" BSP(F) Swivel Serrated Adaptor |  |  |  | 0300332125002 | 0323070000000 | 2.0000 | nos.
[0300332125002] 1" X 1.1M Length, Hose - For Inlet Extension (Semi-Rigid EN694 WP20Bar Hose), Red Color, Smooth Finish, To EN694 Standard, c/w 1" BSP(F) Swivel Serrated Adaptor |  |  |  | 0300332125002 | 0303880100000 | 2.0000 | nos.
[0300332125002] 1" X 1.1M Length, Hose - For Inlet Extension (Semi-Rigid EN694 WP20Bar Hose), Red Color, Smooth Finish, To EN694 Standard, c/w 1" BSP(F) Swivel Serrated Adaptor |  |  |  | 0300332125002 | 0300332800000 | 0.0170 | nos.
[0300332125002] 1" X 1.1M Length, Hose - For Inlet Extension (Semi-Rigid EN694 WP20Bar Hose), Red Color, Smooth Finish, To EN694 Standard, c/w 1" BSP(F) Swivel Serrated Adaptor |  |  |  | 0300332125002 | 0323090000000 | 2.0000 | nos.
[0300332700000] 1" x 20M, Hose - Semi-Rigid Hose (WP20Bar), Smooth Finish To EN694 Standard, Red Color, I/D: 24.8 +/- 0.4mm, Wall THK: 5.0 +/- 0.2mm, O/D: 34.8 +/- 0.8mm, Minimum Burst Pressure: 80Bar/ 1160PSI |  |  |  | 0300332700000 | 0300331700000 | 0.8000 | nos. |  | 1.2 Accessories & Parts - HR
[0300333400000] 1"X20m High Pressure Non Collapsible Hose (WP20Bar), Swivel Serrated Adaptor c/w 1" BSP(F) Connection, SS304 Kinking Spring |  |  |  | 0300333400000 | 0303880100000 | 2.0000 | nos.
[0300333400000] 1"X20m High Pressure Non Collapsible Hose (WP20Bar), Swivel Serrated Adaptor c/w 1" BSP(F) Connection, SS304 Kinking Spring |  |  |  | 0300333400000 | 0323070000000 | 2.0000 | nos.
[0300333400000] 1"X20m High Pressure Non Collapsible Hose (WP20Bar), Swivel Serrated Adaptor c/w 1" BSP(F) Connection, SS304 Kinking Spring |  |  |  | 0300333400000 | 0300332700000 | 1.0000 | nos.
[0300333400000] 1"X20m High Pressure Non Collapsible Hose (WP20Bar), Swivel Serrated Adaptor c/w 1" BSP(F) Connection, SS304 Kinking Spring |  |  |  | 0300333400000 | 0320420400000 | 2.0000 | nos.
[0300333400000] 1"X20m High Pressure Non Collapsible Hose (WP20Bar), Swivel Serrated Adaptor c/w 1" BSP(F) Connection, SS304 Kinking Spring |  |  |  | 0300333400000 | 0321820000000 | 1.0000 | nos.
[0300680300000] Hose & Nozzle(New) Assembly - 6 Liter Foam FX, I/D 12.5mm X THK 3.25mm X L430mm |  |  |  | 0300680300000 | 0303060000000 | 1.0000 | nos.
[0300680300000] Hose & Nozzle(New) Assembly - 6 Liter Foam FX, I/D 12.5mm X THK 3.25mm X L430mm |  |  |  | 0300680300000 | 0300680100000 | 1.0000 | nos.
[0300700000000] Drum Holder Disc & Bar Assembly - For Manual HR c/w Colour (Mixed Colour), 1.2mm X L 210mm, Material: 1.2mm EG Plate |  |  |  | 0300700000000 | 0303010000000 | 0.0100 | kg |  | 1.2 Accessories & Parts - HR
[0300700000000] Drum Holder Disc & Bar Assembly - For Manual HR c/w Colour (Mixed Colour), 1.2mm X L 210mm, Material: 1.2mm EG Plate |  |  |  | 0300700000000 | 0306480000000 | 5.0000 | nos. |  | 1.2 Accessories & Parts - HR
[0300700000000] Drum Holder Disc & Bar Assembly - For Manual HR c/w Colour (Mixed Colour), 1.2mm X L 210mm, Material: 1.2mm EG Plate |  |  |  | 0300700000000 | 0306550000000 | 1.0000 | nos. |  | 1.2 Accessories & Parts - HR
[0300700200000] 1.2mm X L210mm (165mm/45mm ) Drum Holder Disc & Bar Assembly - For Fixed HR c/w Color (Mixed Colour), Material: 1.2mm EG Plate |  |  |  | 0300700200000 | 0306480000000 | 5.0000 | nos.
[0300700200000] 1.2mm X L210mm (165mm/45mm ) Drum Holder Disc & Bar Assembly - For Fixed HR c/w Color (Mixed Colour), Material: 1.2mm EG Plate |  |  |  | 0300700200000 | 0303010000000 | 0.0500 | kg
[0300700200000] 1.2mm X L210mm (165mm/45mm ) Drum Holder Disc & Bar Assembly - For Fixed HR c/w Color (Mixed Colour), Material: 1.2mm EG Plate |  |  |  | 0300700200000 | 0306550000000 | 1.0000 | nos.
[0300710000000] 1" Outlet S-Bend Assembly - Fully Assembled & Tested, Material: Aluminium Alloy |  |  |  | 0300710000000 | 0300710400000 | 1.0000 | nos. |  | 1.2 Accessories & Parts - HR
[0300710000000] 1" Outlet S-Bend Assembly - Fully Assembled & Tested, Material: Aluminium Alloy |  |  |  | 0300710000000 | 0309500000000 | 0.0010 | set |  | 1.2 Accessories & Parts - HR
[0301040000000] Hosereel Mounting Bracket (For 3/4" & 1" HR),Red Colour,EG |  |  |  | 0301040000000 | 0303010000000 | 0.0200 | kg
[0301040000000] Hosereel Mounting Bracket (For 3/4" & 1" HR),Red Colour,EG |  |  |  | 0301040000000 | 0310500000000 | 0.0200 | nos.
[0301040100000] Mesh Repeater Mounting Bracket, Material : SS304 |  |  |  | 0301040100000 | 0310460000000 | 0.0020 | nos.
[0301130300000] 9kg,CO2 Stored Pressure Fire Extinguisher, Red Colour,w/o Hose & Horn, w/o Hook Bracket,Material: Carbon Steel |  |  |  | 0301130300000 | 0319710000000 | 1.0000 | nos.
[0301130300000] 9kg,CO2 Stored Pressure Fire Extinguisher, Red Colour,w/o Hose & Horn, w/o Hook Bracket,Material: Carbon Steel |  |  |  | 0301130300000 | 0323762600000 | 1.0000 | nos.
[0301130300000] 9kg,CO2 Stored Pressure Fire Extinguisher, Red Colour,w/o Hose & Horn, w/o Hook Bracket,Material: Carbon Steel |  |  |  | 0301130300000 | 0300110000000 | 1.0000 | nos.
[0301130300000] 9kg,CO2 Stored Pressure Fire Extinguisher, Red Colour,w/o Hose & Horn, w/o Hook Bracket,Material: Carbon Steel |  |  |  | 0301130300000 | 0301370100000 | 1.0000 | nos.
[0301260000000] Drum Plate - Front, Red Colour, Dia. 525mm, Material: 0.8mm EG |  |  |  | 0301260000000 | 0303010000000 | 0.1000 | kg |  | 1.2 Accessories & Parts - HR
[0301260000000] Drum Plate - Front, Red Colour, Dia. 525mm, Material: 0.8mm EG |  |  |  | 0301260000000 | 0316410000000 | 0.5000 | pcs |  | 1.2 Accessories & Parts - HR
[0301270000000] Drum Plate - Rear, Red Colour, Dia. 525mm, Material: 0.8mm EG |  |  |  | 0301270000000 | 0316410000000 | 0.5000 | pcs |  | 1.2 Accessories & Parts - HR
[0301270000000] Drum Plate - Rear, Red Colour, Dia. 525mm, Material: 0.8mm EG |  |  |  | 0301270000000 | 0303010000000 | 0.1000 | kg |  | 1.2 Accessories & Parts - HR
[0301270500000] Drum Plate - Rear, Polished Chromed Plated, Dia. 525mm, Material: 0.8mm Cold Rolled Sheet |  |  |  | 0301270500000 | 0301270600000 | 1.0000 | nos. |  | 1.2 Accessories & Parts - HR
[0301300000000] Bracket - Nozzle Bracket For 3/4" & 1" HR, Material: 1.5mm EG |  |  |  | 0301300000000 | 0303600500000 | 0.0010 | pcs
[0301300100000] ,BRACKET - NOZZLE BRACKET STAINLESS STEEL |  |  |  | 0301300100000 | 0304380000000 | 0.0100 | pcs
[0301300200000] L 355MM,BRACKET - WALL T - BRACKET,,HOT DIP GALVANISING, |  |  |  | 0301300200000 | 0311920000000 | 0.1200 | nos.
[0301300200000] L 355MM,BRACKET - WALL T - BRACKET,,HOT DIP GALVANISING, |  |  |  | 0301300200000 | 0311930000000 | 0.0100 | pcs
[0301310200000] Stored Pressure Valve Complete - M30 x 1.5 c/w SS Safety Pin, Handle Black Colour, w/o Pressure Gauge, Material: EN12165 CUZN40PB2 Brass |  |  |  | 0301310200000 | 0301310300000 | 1.0000 | nos. |  | 1.4 Accessories & Parts - Fire Ext
[0301310300002] Stored Pressure Valve For Lithium FX - M30 x 1.5 c/w 23mm Pressure Gauge (03000302) & SS Safety Pin, Handle Black Colour, Material: EN12165 CUZN40PB2 Brass |  |  |  | 0301310300002 | 0301310200000 | 1.0000 | nos. |  | 1.4 Accessories & Parts - Fire Ext
[0301310300002] Stored Pressure Valve For Lithium FX - M30 x 1.5 c/w 23mm Pressure Gauge (03000302) & SS Safety Pin, Handle Black Colour, Material: EN12165 CUZN40PB2 Brass |  |  |  | 0301310300002 | 0300030200000 | 1.0000 | nos. |  | 1.4 Accessories & Parts - Fire Ext
[0301560100000] 1" BSPT Air Release Valve (PSB Tested), Setsco, Material: Brass |  |  |  | 0301560100000 | 0301560000000 | 1.0000 | nos.
[0301590000000] 1.0m Hydrant Key And Bar c/w 34mm X 34mm Opening At Base,Red Colour,Mild Steel |  |  |  | 0301590000000 | 0303010000000 | 0.1000 | kg
[0301590000000] 1.0m Hydrant Key And Bar c/w 34mm X 34mm Opening At Base,Red Colour,Mild Steel |  |  |  | 0301590000000 | 0303820000000 | 0.2000 | nos.
[0301590000000] 1.0m Hydrant Key And Bar c/w 34mm X 34mm Opening At Base,Red Colour,Mild Steel |  |  |  | 0301590000000 | 0311310000000 | 1.0000 | nos.
[0301810200000] 2",SPECIAL PLASTIC BLANK CAP FOR TCVN COUPLING,,( BLACK COLOUR ),,MATERIAL: PLASTIC |  |  |  | 0301810200000 | 0303080000000 | 1.0000 | nos.
[0301860300000] Safety Pin - Pin Dia. 4mm, Ring ID: 25.4mm, Material Brass, |  |  |  | 0301860300000 | 0313750200000 | 0.0556 | nos. |  | 1.4 Accessories & Parts - Fire Ext
[0302000424001] SP Turn Valve And Pressure Gauge For Trolley |  |  |  | 0302000424001 | 0302000400000 | 1.0000 | nos. |  | 1.4 Accessories & Parts - Fire Ext
[0302000424001] SP Turn Valve And Pressure Gauge For Trolley |  |  |  | 0302000424001 | 0300030000000 | 1.0000 | nos. |  | 1.4 Accessories & Parts - Fire Ext
[0302040100000] Label - C-25ATP 25kg ABC70 SP Trolley c/w LPCB & Setsco Logo, LPCB Approval No: 501f/11, Setsco Approval No: BCM-2019-0060, Fire Rating: 34A/ IIB (275B), Material: Clear Vinyl c/w 1 colour White Silkscreen, Size: 190mm x 200mm |  |  |  | 0302040100000 | 0302040000000 | 1.0000 | pcs |  | 1.4 Accessories & Parts - Fire Ext
[0302120100000] Label* - C-135FTC, 135 Litres Foam Cart c/w SETSCO & LPCB Logo, Setsco Approval No: BCM-2019-0060, LPCB Approval No: 501f/05, Fire Rating: 34A/ IVB (317B), Material: Clear Vinyl c/w 1 Colour White Silkscreen, Size: W190mm x H200mm |  |  |  | 0302120100000 | 0302120000000 | 1.0000 | nos. |  | 1.4 Accessories & Parts - Fire Ext
[0302140000000] Key For Hydrant Cover ( Man Hole Key ) - 2Nos/Set |  |  |  | 0302140000000 | 0321230000000 | 0.1000 | nos.
[0302160100000] 54Mm X 2.0Mm,,Hook Bracket Hb-54 Ss304 (For 4/4.5Kg Abc,4Kg Halotron),,Material: Stainless Steel |  |  |  | 0302160100000 | 0316250000000 | 0.0100 | pcs
[0302170100000] Hook Bracket HB-74 - 74mm x 2.0mm, SS304 (For 6/9 Kg ABC, 6/9Ltr Water & Foam, 6kg Halotron), Material: Stainless Steel SS304 |  |  |  | 0302170100000 | 0316250000000 | 0.0100 | pcs
[0302170200000] Hook Bracket - Stainless Steel J Bracket,Material: Stainless Steel |  |  |  | 0302170200000 | 0304310000000 | 0.0010 | pcs |  | 1.4 Accessories & Parts - Fire Ext
[0302170800000] Hook Bracket Special Made to Fix With 1kg Vehicle Bracket (03025200), Material: 1.2mm EG |  |  |  | 0302170800000 | 0305420000000 | 0.0010 | pcs
[0302180100000] 54mm X 2.0mm,Hook Bracket Hb-54C,For 4.5kg Co2/5kg Co2,Material: SS304 |  |  |  | 0302180100000 | 0316250000000 | 0.0100 | pcs
[0302180200000] 54MM X 3.0MM,HOOK BRACKET HB-54C ( SS316 ),MATERIAL: SS316 |  |  |  | 0302180200000 | 0306540000000 | 0.0100 | pcs
[0302300100000] Sprinkler Cover - Screw On w/o Rubber,White,Mild Steel |  |  |  | 0302300100000 | 0307210600000 | 0.0100 | kg
[0302300100000] Sprinkler Cover - Screw On w/o Rubber,White,Mild Steel |  |  |  | 0302300100000 | 0302300000000 | 1.0000 | nos.
[0302390900000] Trolley For 20kg/25kg/30kg CO2 c/w 16" Wheel, Red Color |  |  |  | 0302390900000 | 0303010000000 | 0.1000 | kg |  | 1.4 Accessories & Parts - Fire Ext
[0302390900000] Trolley For 20kg/25kg/30kg CO2 c/w 16" Wheel, Red Color |  |  |  | 0302390900000 | 0303820000000 | 0.1000 | nos. |  | 1.4 Accessories & Parts - Fire Ext
[0302390900000] Trolley For 20kg/25kg/30kg CO2 c/w 16" Wheel, Red Color |  |  |  | 0302390900000 | 0303570100000 | 0.2000 | pcs |  | 1.4 Accessories & Parts - Fire Ext
[0302390900000] Trolley For 20kg/25kg/30kg CO2 c/w 16" Wheel, Red Color |  |  |  | 0302390900000 | 0303810000000 | 1.0000 | nos. |  | 1.4 Accessories & Parts - Fire Ext
[0302390900000] Trolley For 20kg/25kg/30kg CO2 c/w 16" Wheel, Red Color |  |  |  | 0302390900000 | 0323210000000 | 2.0000 | nos. |  | 1.4 Accessories & Parts - Fire Ext
[0302390900000] Trolley For 20kg/25kg/30kg CO2 c/w 16" Wheel, Red Color |  |  |  | 0302390900000 | 0312430000000 | 2.0000 | nos. |  | 1.4 Accessories & Parts - Fire Ext
[0302390900000] Trolley For 20kg/25kg/30kg CO2 c/w 16" Wheel, Red Color |  |  |  | 0302390900000 | 0311230000000 | 2.0000 | nos. |  | 1.4 Accessories & Parts - Fire Ext
[0302390923001] Trolley For 20kg/25kg/30kg CO2 c/w 16" Wheel, Red Color, for 4ft Applicator |  |  |  | 0302390923001 | 0303010000000 | 0.1000 | kg |  | 1.4 Accessories & Parts - Fire Ext
[0302390923001] Trolley For 20kg/25kg/30kg CO2 c/w 16" Wheel, Red Color, for 4ft Applicator |  |  |  | 0302390923001 | 0311230000000 | 2.0000 | nos. |  | 1.4 Accessories & Parts - Fire Ext
[0302390923001] Trolley For 20kg/25kg/30kg CO2 c/w 16" Wheel, Red Color, for 4ft Applicator |  |  |  | 0302390923001 | 0323210000000 | 2.0000 | nos. |  | 1.4 Accessories & Parts - Fire Ext
[0302390923001] Trolley For 20kg/25kg/30kg CO2 c/w 16" Wheel, Red Color, for 4ft Applicator |  |  |  | 0302390923001 | 0303810000000 | 1.0000 | nos. |  | 1.4 Accessories & Parts - Fire Ext
[0302390923001] Trolley For 20kg/25kg/30kg CO2 c/w 16" Wheel, Red Color, for 4ft Applicator |  |  |  | 0302390923001 | 0303570100000 | 0.2000 | pcs |  | 1.4 Accessories & Parts - Fire Ext
[0302390923001] Trolley For 20kg/25kg/30kg CO2 c/w 16" Wheel, Red Color, for 4ft Applicator |  |  |  | 0302390923001 | 0312430000000 | 2.0000 | nos. |  | 1.4 Accessories & Parts - Fire Ext
[0302390923001] Trolley For 20kg/25kg/30kg CO2 c/w 16" Wheel, Red Color, for 4ft Applicator |  |  |  | 0302390923001 | 0303820000000 | 0.1000 | nos. |  | 1.4 Accessories & Parts - Fire Ext
[0302391100000] 30kg CO2 Cylinder c/w Turn Valve with Safety Pin, Valve Cap, Syphone Tube & 30kg CO2 Gas Refill, Red Color, Cylinder Ø229mm±2.29 x Ht 1500mm±30, Material: 34CrMo4 |  |  |  | 0302391100000 | 0302391500000 | 1.0000 | nos.
[0302391100000] 30kg CO2 Cylinder c/w Turn Valve with Safety Pin, Valve Cap, Syphone Tube & 30kg CO2 Gas Refill, Red Color, Cylinder Ø229mm±2.29 x Ht 1500mm±30, Material: 34CrMo4 |  |  |  | 0302391100000 | 0311660800000 | 0.5000 | ltr
[0302391200000] 20kg CO2 Cylinder c/w Turn Valve with Safety Pin, Valve Cap, Syphone Tube & 20kg CO2 Gas Refill, Red Color, Cylinder Ø229mm±2.29 x Ht 1500mm±30, Material: 34CrMo4 |  |  |  | 0302391200000 | 0302391400000 | 1.0000 | nos. |  | 1.4 Accessories & Parts - Fire Ext
[0302391200000] 20kg CO2 Cylinder c/w Turn Valve with Safety Pin, Valve Cap, Syphone Tube & 20kg CO2 Gas Refill, Red Color, Cylinder Ø229mm±2.29 x Ht 1500mm±30, Material: 34CrMo4 |  |  |  | 0302391200000 | 0311660800000 | 0.5000 | ltr |  | 1.4 Accessories & Parts - Fire Ext
[0302450000000] Fire Extinguishing Powder - ABC40 (25kg/bag) |  |  |  | 0302450000000 | 0302470000000 | 25.0000 | kg |  | 1. Extinguishing Powder/ Foam/ Gas
[0302450018001] Fire Extinguishing Powder - ABC40 (6kg/bag) |  |  |  | 0302450018001 | 0302470000000 | 6.0000 | kg |  | 1. Extinguishing Powder/ Foam/ Gas
[0302450018001] Fire Extinguishing Powder - ABC40 (6kg/bag) |  |  |  | 0302450018001 | 0301940100000 | 0.0100 | bag |  | 1. Extinguishing Powder/ Foam/ Gas
[0302450018002] Fire Extinguishing Powder - ABC40 (9kg/bag) |  |  |  | 0302450018002 | 0301940100000 | 0.0100 | bag |  | 1. Extinguishing Powder/ Foam/ Gas
[0302450018002] Fire Extinguishing Powder - ABC40 (9kg/bag) |  |  |  | 0302450018002 | 0302470000000 | 9.0000 | kg |  | 1. Extinguishing Powder/ Foam/ Gas
[0302450018003] Fire Extinguishing Powder - ABC40 (12kg/bag) |  |  |  | 0302450018003 | 0302470000000 | 12.0000 | kg |  | 1. Extinguishing Powder/ Foam/ Gas
[0302450018003] Fire Extinguishing Powder - ABC40 (12kg/bag) |  |  |  | 0302450018003 | 0301940100000 | 0.0200 | bag |  | 1. Extinguishing Powder/ Foam/ Gas
[0302530019001] 1.5/2.0Kg,Vehicle Bracket - With Quick Release Lock,White,Material: Mild Steel |  |  |  | 0302530019001 | 0302530000000 | 1.0000 | nos. |  | 1.4 Accessories & Parts - Fire Ext
[0302930200000] Pipe -1" X L 302mm, Black B c/w 2 Side BSPT Threading - For Fixed Hose Reel, c/w Red Colour |  |  |  | 0302930200000 | 0302930100000 | 0.0600 | nos. |  | 1.2 Accessories & Parts - HR
[0302930300000] 1" X L 365Mm,Pipe - Black B C/W 2 Side Bspt Threading - For Fixed Hose Reel,,C/W Red Colour, |  |  |  | 0302930300000 | 0302930100000 | 0.0700 | nos.
[0302980000000] 2 Way Breeching Inlet Complete Assembly, PN16 Flange, Yellow Color c/w DR095, LPCB, Inlet Connectors, 1" M/M Gate Valve, Plastic Blank Cap & SS304 Chain, Material: Ductile Iron (QT450-10) |  |  |  | 0302980000000 | 0300500000000 | 2.0000 | nos. |  | 1.1 Complete Assembly - BI
[0302980000000] 2 Way Breeching Inlet Complete Assembly, PN16 Flange, Yellow Color c/w DR095, LPCB, Inlet Connectors, 1" M/M Gate Valve, Plastic Blank Cap & SS304 Chain, Material: Ductile Iron (QT450-10) |  |  |  | 0302980000000 | 0303860000000 | 1.0000 | nos. |  | 1.1 Complete Assembly - BI
[0302980000000] 2 Way Breeching Inlet Complete Assembly, PN16 Flange, Yellow Color c/w DR095, LPCB, Inlet Connectors, 1" M/M Gate Valve, Plastic Blank Cap & SS304 Chain, Material: Ductile Iron (QT450-10) |  |  |  | 0302980000000 | 0300120000000 | 1.0000 | nos. |  | 1.1 Complete Assembly - BI
[0302980000000] 2 Way Breeching Inlet Complete Assembly, PN16 Flange, Yellow Color c/w DR095, LPCB, Inlet Connectors, 1" M/M Gate Valve, Plastic Blank Cap & SS304 Chain, Material: Ductile Iron (QT450-10) |  |  |  | 0302980000000 | 0301410000000 | 1.0000 | nos. |  | 1.1 Complete Assembly - BI
[0302980000000] 2 Way Breeching Inlet Complete Assembly, PN16 Flange, Yellow Color c/w DR095, LPCB, Inlet Connectors, 1" M/M Gate Valve, Plastic Blank Cap & SS304 Chain, Material: Ductile Iron (QT450-10) |  |  |  | 0302980000000 | 0301490100000 | 1.0000 | nos. |  | 1.1 Complete Assembly - BI
[0302980000000] 2 Way Breeching Inlet Complete Assembly, PN16 Flange, Yellow Color c/w DR095, LPCB, Inlet Connectors, 1" M/M Gate Valve, Plastic Blank Cap & SS304 Chain, Material: Ductile Iron (QT450-10) |  |  |  | 0302980000000 | 0301500000000 | 2.0000 | nos. |  | 1.1 Complete Assembly - BI
[0302980100000] 2 Way Breeching Inlet Complete Assembly, PN16 Flange, Red Color c/w DR095, LPCB, Inlet Connectors, 1" M/M Gate Valve, Plastic Blank Cap & SS304 Chain, Material: Ductile Iron (QT450-10) |  |  |  | 0302980100000 | 0300500000000 | 2.0000 | nos. |  | 1.1 Complete Assembly - BI
[0302980100000] 2 Way Breeching Inlet Complete Assembly, PN16 Flange, Red Color c/w DR095, LPCB, Inlet Connectors, 1" M/M Gate Valve, Plastic Blank Cap & SS304 Chain, Material: Ductile Iron (QT450-10) |  |  |  | 0302980100000 | 0300120000000 | 1.0000 | nos. |  | 1.1 Complete Assembly - BI
[0302980100000] 2 Way Breeching Inlet Complete Assembly, PN16 Flange, Red Color c/w DR095, LPCB, Inlet Connectors, 1" M/M Gate Valve, Plastic Blank Cap & SS304 Chain, Material: Ductile Iron (QT450-10) |  |  |  | 0302980100000 | 0301500000000 | 2.0000 | nos. |  | 1.1 Complete Assembly - BI
[0302980100000] 2 Way Breeching Inlet Complete Assembly, PN16 Flange, Red Color c/w DR095, LPCB, Inlet Connectors, 1" M/M Gate Valve, Plastic Blank Cap & SS304 Chain, Material: Ductile Iron (QT450-10) |  |  |  | 0302980100000 | 0301410200000 | 1.0000 | nos. |  | 1.1 Complete Assembly - BI
[0302980100000] 2 Way Breeching Inlet Complete Assembly, PN16 Flange, Red Color c/w DR095, LPCB, Inlet Connectors, 1" M/M Gate Valve, Plastic Blank Cap & SS304 Chain, Material: Ductile Iron (QT450-10) |  |  |  | 0302980100000 | 0303860000000 | 1.0000 | nos. |  | 1.1 Complete Assembly - BI
[0302980100000] 2 Way Breeching Inlet Complete Assembly, PN16 Flange, Red Color c/w DR095, LPCB, Inlet Connectors, 1" M/M Gate Valve, Plastic Blank Cap & SS304 Chain, Material: Ductile Iron (QT450-10) |  |  |  | 0302980100000 | 0301490100000 | 1.0000 | nos. |  | 1.1 Complete Assembly - BI
[0302980200000] Breeching Inlet Complete Assembly - 2 Way, 100mm PN16 Flange, Gunmetal Male Connectors with Non-Return Valve c/w 2½" TCVN Coupling, Female Plastic Blank Cap & SS Chain, Red Colour, 1" Gate Valve with Plastic Cap & SS Chain, Ductile Iron (QT450-10) c/w Carton Box |  |  |  | 0302980200000 | 0313540200000 | 2.0000 | nos. |  | 1.1 Complete Assembly - BI
[0302980200000] Breeching Inlet Complete Assembly - 2 Way, 100mm PN16 Flange, Gunmetal Male Connectors with Non-Return Valve c/w 2½" TCVN Coupling, Female Plastic Blank Cap & SS Chain, Red Colour, 1" Gate Valve with Plastic Cap & SS Chain, Ductile Iron (QT450-10) c/w Carton Box |  |  |  | 0302980200000 | 0301490100000 | 1.0000 | nos. |  | 1.1 Complete Assembly - BI
[0302980200000] Breeching Inlet Complete Assembly - 2 Way, 100mm PN16 Flange, Gunmetal Male Connectors with Non-Return Valve c/w 2½" TCVN Coupling, Female Plastic Blank Cap & SS Chain, Red Colour, 1" Gate Valve with Plastic Cap & SS Chain, Ductile Iron (QT450-10) c/w Carton Box |  |  |  | 0302980200000 | 0305210100000 | 1.0000 | nos. |  | 1.1 Complete Assembly - BI
[0302980200000] Breeching Inlet Complete Assembly - 2 Way, 100mm PN16 Flange, Gunmetal Male Connectors with Non-Return Valve c/w 2½" TCVN Coupling, Female Plastic Blank Cap & SS Chain, Red Colour, 1" Gate Valve with Plastic Cap & SS Chain, Ductile Iron (QT450-10) c/w Carton Box |  |  |  | 0302980200000 | 0300120000000 | 1.0000 | nos. |  | 1.1 Complete Assembly - BI
[0302980200000] Breeching Inlet Complete Assembly - 2 Way, 100mm PN16 Flange, Gunmetal Male Connectors with Non-Return Valve c/w 2½" TCVN Coupling, Female Plastic Blank Cap & SS Chain, Red Colour, 1" Gate Valve with Plastic Cap & SS Chain, Ductile Iron (QT450-10) c/w Carton Box |  |  |  | 0302980200000 | 0301410200000 | 1.0000 | nos. |  | 1.1 Complete Assembly - BI
[0302980200000] Breeching Inlet Complete Assembly - 2 Way, 100mm PN16 Flange, Gunmetal Male Connectors with Non-Return Valve c/w 2½" TCVN Coupling, Female Plastic Blank Cap & SS Chain, Red Colour, 1" Gate Valve with Plastic Cap & SS Chain, Ductile Iron (QT450-10) c/w Carton Box |  |  |  | 0302980200000 | 0300500100000 | 2.0000 | nos. |  | 1.1 Complete Assembly - BI
[0302980200000] Breeching Inlet Complete Assembly - 2 Way, 100mm PN16 Flange, Gunmetal Male Connectors with Non-Return Valve c/w 2½" TCVN Coupling, Female Plastic Blank Cap & SS Chain, Red Colour, 1" Gate Valve with Plastic Cap & SS Chain, Ductile Iron (QT450-10) c/w Carton Box |  |  |  | 0302980200000 | 0303860000000 | 1.0000 | nos. |  | 1.1 Complete Assembly - BI
[0302990000000] 4 Way Breeching Inlet, 6" PN16 Flange Complete Assembly Yellow Color c/w WR115 & LPCB Marking, c/w Inlet Connectors, 1" M/M Gate Valve, Plastic Blank Cap & SS304 Chain, Material: Ductile Iron (QT450-10) |  |  |  | 0302990000000 | 0303870000000 | 1.0000 | nos. |  | 1.1 Complete Assembly - BI
[0302990000000] 4 Way Breeching Inlet, 6" PN16 Flange Complete Assembly Yellow Color c/w WR115 & LPCB Marking, c/w Inlet Connectors, 1" M/M Gate Valve, Plastic Blank Cap & SS304 Chain, Material: Ductile Iron (QT450-10) |  |  |  | 0302990000000 | 0301490100000 | 1.0000 | nos. |  | 1.1 Complete Assembly - BI
[0302990000000] 4 Way Breeching Inlet, 6" PN16 Flange Complete Assembly Yellow Color c/w WR115 & LPCB Marking, c/w Inlet Connectors, 1" M/M Gate Valve, Plastic Blank Cap & SS304 Chain, Material: Ductile Iron (QT450-10) |  |  |  | 0302990000000 | 0301500000000 | 4.0000 | nos. |  | 1.1 Complete Assembly - BI
[0302990000000] 4 Way Breeching Inlet, 6" PN16 Flange Complete Assembly Yellow Color c/w WR115 & LPCB Marking, c/w Inlet Connectors, 1" M/M Gate Valve, Plastic Blank Cap & SS304 Chain, Material: Ductile Iron (QT450-10) |  |  |  | 0302990000000 | 0300500000000 | 4.0000 | nos. |  | 1.1 Complete Assembly - BI
[0302990000000] 4 Way Breeching Inlet, 6" PN16 Flange Complete Assembly Yellow Color c/w WR115 & LPCB Marking, c/w Inlet Connectors, 1" M/M Gate Valve, Plastic Blank Cap & SS304 Chain, Material: Ductile Iron (QT450-10) |  |  |  | 0302990000000 | 0303000000000 | 1.0000 | nos. |  | 1.1 Complete Assembly - BI
[0302990000000] 4 Way Breeching Inlet, 6" PN16 Flange Complete Assembly Yellow Color c/w WR115 & LPCB Marking, c/w Inlet Connectors, 1" M/M Gate Valve, Plastic Blank Cap & SS304 Chain, Material: Ductile Iron (QT450-10) |  |  |  | 0302990000000 | 0300120000000 | 1.0000 | nos. |  | 1.1 Complete Assembly - BI
[0302990100000] 4 Way Breeching Inlet 6" PN16 Flange Complete Assembly Red Colour c/w WR115 & LPCB Marking, c/w Inlet Connectors, 1" M/M Gate Valve, Plastic Blank Cap & SS304 Chain, Material: Ductile Iron (QT450-10) |  |  |  | 0302990100000 | 0300120000000 | 1.0000 | nos. |  | 1.1 Complete Assembly - BI
[0302990100000] 4 Way Breeching Inlet 6" PN16 Flange Complete Assembly Red Colour c/w WR115 & LPCB Marking, c/w Inlet Connectors, 1" M/M Gate Valve, Plastic Blank Cap & SS304 Chain, Material: Ductile Iron (QT450-10) |  |  |  | 0302990100000 | 0300500000000 | 4.0000 | nos. |  | 1.1 Complete Assembly - BI
[0302990100000] 4 Way Breeching Inlet 6" PN16 Flange Complete Assembly Red Colour c/w WR115 & LPCB Marking, c/w Inlet Connectors, 1" M/M Gate Valve, Plastic Blank Cap & SS304 Chain, Material: Ductile Iron (QT450-10) |  |  |  | 0302990100000 | 0301500000000 | 4.0000 | nos. |  | 1.1 Complete Assembly - BI
[0302990100000] 4 Way Breeching Inlet 6" PN16 Flange Complete Assembly Red Colour c/w WR115 & LPCB Marking, c/w Inlet Connectors, 1" M/M Gate Valve, Plastic Blank Cap & SS304 Chain, Material: Ductile Iron (QT450-10) |  |  |  | 0302990100000 | 0303000100000 | 1.0000 | nos. |  | 1.1 Complete Assembly - BI
[0302990100000] 4 Way Breeching Inlet 6" PN16 Flange Complete Assembly Red Colour c/w WR115 & LPCB Marking, c/w Inlet Connectors, 1" M/M Gate Valve, Plastic Blank Cap & SS304 Chain, Material: Ductile Iron (QT450-10) |  |  |  | 0302990100000 | 0303870000000 | 1.0000 | nos. |  | 1.1 Complete Assembly - BI
[0302990100000] 4 Way Breeching Inlet 6" PN16 Flange Complete Assembly Red Colour c/w WR115 & LPCB Marking, c/w Inlet Connectors, 1" M/M Gate Valve, Plastic Blank Cap & SS304 Chain, Material: Ductile Iron (QT450-10) |  |  |  | 0302990100000 | 0301490100000 | 1.0000 | nos. |  | 1.1 Complete Assembly - BI
[0302990300000] Breeching Inlet Complete Assembly - 4 Way, 150mm PN16 Flange, Gunmetal Male Connectors with Non-Return Valve c/w 2½" TCVN Coupling, Female Plastic Blank Cap & SS Chain, Red Colour, 1" Gate Valve with Plastic Cap & SS Chain, Ductile Iron (QT450-10) c/w Carton Box |  |  |  | 0302990300000 | 0301490100000 | 1.0000 | nos. |  | 1.1 Complete Assembly - BI
[0302990300000] Breeching Inlet Complete Assembly - 4 Way, 150mm PN16 Flange, Gunmetal Male Connectors with Non-Return Valve c/w 2½" TCVN Coupling, Female Plastic Blank Cap & SS Chain, Red Colour, 1" Gate Valve with Plastic Cap & SS Chain, Ductile Iron (QT450-10) c/w Carton Box |  |  |  | 0302990300000 | 0300500100000 | 4.0000 | nos. |  | 1.1 Complete Assembly - BI
[0302990300000] Breeching Inlet Complete Assembly - 4 Way, 150mm PN16 Flange, Gunmetal Male Connectors with Non-Return Valve c/w 2½" TCVN Coupling, Female Plastic Blank Cap & SS Chain, Red Colour, 1" Gate Valve with Plastic Cap & SS Chain, Ductile Iron (QT450-10) c/w Carton Box |  |  |  | 0302990300000 | 0303000100000 | 1.0000 | nos. |  | 1.1 Complete Assembly - BI
[0302990300000] Breeching Inlet Complete Assembly - 4 Way, 150mm PN16 Flange, Gunmetal Male Connectors with Non-Return Valve c/w 2½" TCVN Coupling, Female Plastic Blank Cap & SS Chain, Red Colour, 1" Gate Valve with Plastic Cap & SS Chain, Ductile Iron (QT450-10) c/w Carton Box |  |  |  | 0302990300000 | 0313540200000 | 4.0000 | nos. |  | 1.1 Complete Assembly - BI
[0302990300000] Breeching Inlet Complete Assembly - 4 Way, 150mm PN16 Flange, Gunmetal Male Connectors with Non-Return Valve c/w 2½" TCVN Coupling, Female Plastic Blank Cap & SS Chain, Red Colour, 1" Gate Valve with Plastic Cap & SS Chain, Ductile Iron (QT450-10) c/w Carton Box |  |  |  | 0302990300000 | 0303870000000 | 1.0000 | nos. |  | 1.1 Complete Assembly - BI
[0302990300000] Breeching Inlet Complete Assembly - 4 Way, 150mm PN16 Flange, Gunmetal Male Connectors with Non-Return Valve c/w 2½" TCVN Coupling, Female Plastic Blank Cap & SS Chain, Red Colour, 1" Gate Valve with Plastic Cap & SS Chain, Ductile Iron (QT450-10) c/w Carton Box |  |  |  | 0302990300000 | 0300120000000 | 1.0000 | nos. |  | 1.1 Complete Assembly - BI
[0302990400000] 4 Way Breeching Inlet, 6"(150mm) ANSI 150# FF Flange Complete Assembly Red Color c/w Inlet 2.5" TCVN Coupling, 1" M/M Gate Valve, Plastic Blank Cap & SS304 Chain, Material: Ductile Iron (QT450-10), Packed In Carton Box |  |  |  | 0302990400000 | 0303070600000 | 1.0000 | nos. |  | 1.1 Complete Assembly - BI
[0302990400000] 4 Way Breeching Inlet, 6"(150mm) ANSI 150# FF Flange Complete Assembly Red Color c/w Inlet 2.5" TCVN Coupling, 1" M/M Gate Valve, Plastic Blank Cap & SS304 Chain, Material: Ductile Iron (QT450-10), Packed In Carton Box |  |  |  | 0302990400000 | 0313540200000 | 4.0000 | nos. |  | 1.1 Complete Assembly - BI
[0302990400000] 4 Way Breeching Inlet, 6"(150mm) ANSI 150# FF Flange Complete Assembly Red Color c/w Inlet 2.5" TCVN Coupling, 1" M/M Gate Valve, Plastic Blank Cap & SS304 Chain, Material: Ductile Iron (QT450-10), Packed In Carton Box |  |  |  | 0302990400000 | 0300500100000 | 4.0000 | nos. |  | 1.1 Complete Assembly - BI
[0302990400000] 4 Way Breeching Inlet, 6"(150mm) ANSI 150# FF Flange Complete Assembly Red Color c/w Inlet 2.5" TCVN Coupling, 1" M/M Gate Valve, Plastic Blank Cap & SS304 Chain, Material: Ductile Iron (QT450-10), Packed In Carton Box |  |  |  | 0302990400000 | 0300120000000 | 1.0000 | nos. |  | 1.1 Complete Assembly - BI
[0302990400000] 4 Way Breeching Inlet, 6"(150mm) ANSI 150# FF Flange Complete Assembly Red Color c/w Inlet 2.5" TCVN Coupling, 1" M/M Gate Valve, Plastic Blank Cap & SS304 Chain, Material: Ductile Iron (QT450-10), Packed In Carton Box |  |  |  | 0302990400000 | 0301490100000 | 1.0000 | nos. |  | 1.1 Complete Assembly - BI
[0302990400000] 4 Way Breeching Inlet, 6"(150mm) ANSI 150# FF Flange Complete Assembly Red Color c/w Inlet 2.5" TCVN Coupling, 1" M/M Gate Valve, Plastic Blank Cap & SS304 Chain, Material: Ductile Iron (QT450-10), Packed In Carton Box |  |  |  | 0302990400000 | 0305240000000 | 1.0000 | nos. |  | 1.1 Complete Assembly - BI
[0302990400000] 4 Way Breeching Inlet, 6"(150mm) ANSI 150# FF Flange Complete Assembly Red Color c/w Inlet 2.5" TCVN Coupling, 1" M/M Gate Valve, Plastic Blank Cap & SS304 Chain, Material: Ductile Iron (QT450-10), Packed In Carton Box |  |  |  | 0302990400000 | 0303870000000 | 1.0000 | nos. |  | 1.1 Complete Assembly - BI
[0302990500000] 4 Way Breeching Inlet Complete Assembly, Red Colour, 6" ANSI#300 Flange c/w 2.5" GOST Inlet Connectors, 1" M/M Drain Valve, Plastic Blank Cap & SS Chain, Material: Gunmetal LG2 |  |  |  | 0302990500000 | 0303071000000 | 1.0000 | nos. |  | 1.1 Complete Assembly - BI
[0302990500000] 4 Way Breeching Inlet Complete Assembly, Red Colour, 6" ANSI#300 Flange c/w 2.5" GOST Inlet Connectors, 1" M/M Drain Valve, Plastic Blank Cap & SS Chain, Material: Gunmetal LG2 |  |  |  | 0302990500000 | 0301810100000 | 4.0000 | nos. |  | 1.1 Complete Assembly - BI
[0302990500000] 4 Way Breeching Inlet Complete Assembly, Red Colour, 6" ANSI#300 Flange c/w 2.5" GOST Inlet Connectors, 1" M/M Drain Valve, Plastic Blank Cap & SS Chain, Material: Gunmetal LG2 |  |  |  | 0302990500000 | 0300500100000 | 4.0000 | nos. |  | 1.1 Complete Assembly - BI
[0302990500000] 4 Way Breeching Inlet Complete Assembly, Red Colour, 6" ANSI#300 Flange c/w 2.5" GOST Inlet Connectors, 1" M/M Drain Valve, Plastic Blank Cap & SS Chain, Material: Gunmetal LG2 |  |  |  | 0302990500000 | 0300770100000 | 1.0000 | nos. |  | 1.1 Complete Assembly - BI
[0302990500000] 4 Way Breeching Inlet Complete Assembly, Red Colour, 6" ANSI#300 Flange c/w 2.5" GOST Inlet Connectors, 1" M/M Drain Valve, Plastic Blank Cap & SS Chain, Material: Gunmetal LG2 |  |  |  | 0302990500000 | 0301490100000 | 1.0000 | nos. |  | 1.1 Complete Assembly - BI
[0302990500000] 4 Way Breeching Inlet Complete Assembly, Red Colour, 6" ANSI#300 Flange c/w 2.5" GOST Inlet Connectors, 1" M/M Drain Valve, Plastic Blank Cap & SS Chain, Material: Gunmetal LG2 |  |  |  | 0302990500000 | 0303870000000 | 1.0000 | nos. |  | 1.1 Complete Assembly - BI
[0302990500000] 4 Way Breeching Inlet Complete Assembly, Red Colour, 6" ANSI#300 Flange c/w 2.5" GOST Inlet Connectors, 1" M/M Drain Valve, Plastic Blank Cap & SS Chain, Material: Gunmetal LG2 |  |  |  | 0302990500000 | 0313530600000 | 4.0000 | set |  | 1.1 Complete Assembly - BI
[0303110000000] 2 Way Pillar Hydrant - Non-Controllable Type Complete Assembly c/w D.I. Cap & Chain, Inlet: 4" (100mm) PN16 Flange, Outlet: 65mm LVT Male Thread, BS750, Red Color, Material: Ductile Iron (QT450-10) |  |  |  | 0303110000000 | 0303110100000 | 1.0000 | nos. |  | 1.1 Complete Assembly - PH
[0303110000000] 2 Way Pillar Hydrant - Non-Controllable Type Complete Assembly c/w D.I. Cap & Chain, Inlet: 4" (100mm) PN16 Flange, Outlet: 65mm LVT Male Thread, BS750, Red Color, Material: Ductile Iron (QT450-10) |  |  |  | 0303110000000 | 0303170000000 | 2.0000 | nos. |  | 1.1 Complete Assembly - PH
[0303110000000] 2 Way Pillar Hydrant - Non-Controllable Type Complete Assembly c/w D.I. Cap & Chain, Inlet: 4" (100mm) PN16 Flange, Outlet: 65mm LVT Male Thread, BS750, Red Color, Material: Ductile Iron (QT450-10) |  |  |  | 0303110000000 | 0303120000000 | 2.0000 | nos. |  | 1.1 Complete Assembly - PH
[0303110000000] 2 Way Pillar Hydrant - Non-Controllable Type Complete Assembly c/w D.I. Cap & Chain, Inlet: 4" (100mm) PN16 Flange, Outlet: 65mm LVT Male Thread, BS750, Red Color, Material: Ductile Iron (QT450-10) |  |  |  | 0303110000000 | 0300630000000 | 2.0000 | nos. |  | 1.1 Complete Assembly - PH
[0303180000000] 2 Way Pillar Hydrant - Controllable c/w 2-1/2 Oblique Landing Valve With Plastic Cap & SS304 Chain, Red Color, Inlet: 4" ANSI #150 RF, Outlet: 65mm Female Instantaneous |  |  |  | 0303180000000 | 0303110400000 | 1.0000 | 3031104 |  | 1.1 Complete Assembly - PH
[0303180000000] 2 Way Pillar Hydrant - Controllable c/w 2-1/2 Oblique Landing Valve With Plastic Cap & SS304 Chain, Red Color, Inlet: 4" ANSI #150 RF, Outlet: 65mm Female Instantaneous |  |  |  | 0303180000000 | 0303380100000 | 2.0000 | nos. |  | 1.1 Complete Assembly - PH
[0303180100000] 2 Way Pillar Hydrant - Controllable c/w 2-1/2" Oblique Landing Valve With Plastic Cap & SS304 Chain, Red Color, Inlet: 4" PN16, Outlet: 65mm Female Instantaneous, Material: Ductile Iron |  |  |  | 0303180100000 | 0303110100000 | 1.0000 | nos. |  | 1.1 Complete Assembly - PH
[0303180100000] 2 Way Pillar Hydrant - Controllable c/w 2-1/2" Oblique Landing Valve With Plastic Cap & SS304 Chain, Red Color, Inlet: 4" PN16, Outlet: 65mm Female Instantaneous, Material: Ductile Iron |  |  |  | 0303180100000 | 0303380100000 | 2.0000 | nos. |  | 1.1 Complete Assembly - PH
[0303210100000] S-Hook - Stainless Steel SS316 |  |  |  | 0303210100000 | 0315760000000 | 0.0100 | kg
[0303240100000] Syphon Tube For 6kg ABC Cartridge - 5/8" (O/D15.9mm) x I/D 12.5mm x L=385mm+3/-0, Material: Aluminium |  |  |  | 0303240100000 | 0303890000000 | 0.0600 | nos. |  | 1.4 Accessories & Parts - Fire Ext
[0303250100000] Syphon Tube For 9kg ABC Cartridge - 5/8" (O/D 15.9mm) x I/D 12.5mm x L=410mm+3mm/-0, Material: Aluminium |  |  |  | 0303250100000 | 0303890100000 | 1.0000 | nos. |  | 1.4 Accessories & Parts - Fire Ext
[0303381700000] 2-1/2" Oblique Valve, Inlet 2-1/2" BSPT(M) Outlet 2-1/2" TCVN Coupling, Red Color c/w Plastic Cap & SS Chain, CI Handwheel, Material: BS1400-LG2, Carton Box, |  |  |  | 0303381700000 | 0313540200000 | 1.0000 | nos. |  | 1.2.4 Oblique - LP
[0303381700000] 2-1/2" Oblique Valve, Inlet 2-1/2" BSPT(M) Outlet 2-1/2" TCVN Coupling, Red Color c/w Plastic Cap & SS Chain, CI Handwheel, Material: BS1400-LG2, Carton Box, |  |  |  | 0303381700000 | 0303381000000 | 1.0000 | nos. |  | 1.2.4 Oblique - LP
[0303381700000] 2-1/2" Oblique Valve, Inlet 2-1/2" BSPT(M) Outlet 2-1/2" TCVN Coupling, Red Color c/w Plastic Cap & SS Chain, CI Handwheel, Material: BS1400-LG2, Carton Box, |  |  |  | 0303381700000 | 0305180000000 | 1.0000 | nos. |  | 1.2.4 Oblique - LP
[0303400400000] 2-1/2" Right Angle Valve - Inlet 2-1/2" BSPT(M), Outlet 2-1/2" TCVN Coupling, Red Color c/w Plastic Cap & SS Chain, CI Handwheel, Material: BS1400-LG2 |  |  |  | 0303400400000 | 0305180000000 | 1.0000 | nos. |  | 1.2.5 Right Angle - LP
[0303400400000] 2-1/2" Right Angle Valve - Inlet 2-1/2" BSPT(M), Outlet 2-1/2" TCVN Coupling, Red Color c/w Plastic Cap & SS Chain, CI Handwheel, Material: BS1400-LG2 |  |  |  | 0303400400000 | 0303400200000 | 1.0000 | nos. |  | 1.2.5 Right Angle - LP
[0303400400000] 2-1/2" Right Angle Valve - Inlet 2-1/2" BSPT(M), Outlet 2-1/2" TCVN Coupling, Red Color c/w Plastic Cap & SS Chain, CI Handwheel, Material: BS1400-LG2 |  |  |  | 0303400400000 | 0313540200000 | 1.0000 | nos. |  | 1.2.5 Right Angle - LP
[0303650100000] Cafes - Firedetec Tube Standard 10M,Red, |  |  |  | 0303650100000 | 0303500000000 | 1.0000 | nos.
[0303650100000] Cafes - Firedetec Tube Standard 10M,Red, |  |  |  | 0303650100000 | 0303650000000 | 10.0000 | m
[0303650400000] Automatic Halotron Fire Ext, Detection Tube Set 6M, |  |  |  | 0303650400000 | 0303500000000 | 1.0000 | nos.
[0303650400000] Automatic Halotron Fire Ext, Detection Tube Set 6M, |  |  |  | 0303650400000 | 0303650000000 | 6.0000 | m
[0303650500000] Automatic Halotron Fire Ext, Detection Tube Set 10M, |  |  |  | 0303650500000 | 0303500000000 | 1.0000 | nos.
[0303650500000] Automatic Halotron Fire Ext, Detection Tube Set 10M, |  |  |  | 0303650500000 | 0303650100000 | 1.0000 | coil
[0303780000000] Plastic Signage - Fire Extinguisher, 150x200, White Base c/w Red Ext Logo & Wording "Fire Extinguisher", Material: White Acrylic, Thk 3.0mm |  |  |  | 0303780000000 | 0303780200000 | 1.0000 | nos. |  | 1. Other Fire Equipment/ Parts/ Accessories
[0303780023001] Metal Signage - Fire Extinguisher, 150 mm (W) x 200 mm(H), Red Base c/w White Ext Logo & Wording "FIRE EXTINGUISHER", Silk Print 2 sides (Front & Back). Material: E.G 1.2mm |  |  |  | 0303780023001 | 0303010000000 | 0.0100 | kg
[0303780023001] Metal Signage - Fire Extinguisher, 150 mm (W) x 200 mm(H), Red Base c/w White Ext Logo & Wording "FIRE EXTINGUISHER", Silk Print 2 sides (Front & Back). Material: E.G 1.2mm |  |  |  | 0303780023001 | 0305420000000 | 0.0100 | pcs
[0303780100000] Metal Signage (Triangle) - Fire Extinguisher, Red Base c/w White Ext Logo & Wording "FIRE EXTINGUISHER", Material: E.G, Thk 0.8mm |  |  |  | 0303780100000 | 0316410000000 | 0.1111 | pcs |  | 1. Other Fire Equipment/ Parts/ Accessories
[0303780100000] Metal Signage (Triangle) - Fire Extinguisher, Red Base c/w White Ext Logo & Wording "FIRE EXTINGUISHER", Material: E.G, Thk 0.8mm |  |  |  | 0303780100000 | 0303010000000 | 0.1000 | kg |  | 1. Other Fire Equipment/ Parts/ Accessories
[0303780300000] Metal Signage (Triangle) - Fire Extinguisher, Red Colour, Empty Complete, Material: E.G, Thk 0.8mm |  |  |  | 0303780300000 | 0303010000000 | 0.1000 | kg |  | 1. Other Fire Equipment/ Parts/ Accessories
[0303780300000] Metal Signage (Triangle) - Fire Extinguisher, Red Colour, Empty Complete, Material: E.G, Thk 0.8mm |  |  |  | 0303780300000 | 0316410000000 | 0.0800 | pcs |  | 1. Other Fire Equipment/ Parts/ Accessories
[0303790100000] Plastic Signage - Hose Reel, 200x150, Red Base c/w White Ext Logo & Wording "Fire Hose Reel", Material: White Acrylic, Thk 3.0mm |  |  |  | 0303790100000 | 0303780200000 | 1.0000 | nos. |  | 1. Other Fire Equipment/ Parts/ Accessories
[0303840100000] Syphone Tube For 20kg/30kg CO2, O/D 9.53mm x L=1280mm Material: Aluminum |  |  |  | 0303840100000 | 0312670000000 | 0.2500 | nos. |  | 1.4 Accessories & Parts - Fire Ext
[0303880100000] Ferrule - Aluminium Ferrule For 1" Fire Hose (High Pressure Hose), Length=32mm, Material: O/D 1-3/4" x 3.0mm Thk Aluminum Pipe (03038902) |  |  |  | 0303880100000 | 0303890200000 | 0.0125 | nos.
[0303880200000] Ferrule - Aluminium Ferrule For 3/4" Fire Hose, Length = 30mm, Material: Aluminium |  |  |  | 0303880200000 | 0303890300000 | 1.0000 | nos.
[0303910100000] Syphon Tube - For 2kg & 4kg Halotron FX, Material: Aluminium, 3/4"(O/D 19mm) L=342mm+3mm/-0mm x Thk 1.5mm |  |  |  | 0303910100000 | 0303880000000 | 0.0590 | nos. |  | 1.4 Accessories & Parts - Fire Ext
[0303910200000] Syphon Tube Aluminium 3/4"(OD19mm) X Thk 1.5mm - 4Kg Angle Installation, |  |  |  | 0303910200000 | 0303880000000 | 0.0590 | nos.
[0303910300000] Syphon Tube Aluminium 3/4"(OD19mm) X Thk 1.5mm - 6Kg Angle Installation, (382mm Length before bending) |  |  |  | 0303910300000 | 0303880000000 | 0.0600 | nos.
[0303920000000] Syphon Tube For 6kg Halotron FX - 3/4" (O/D 19mm) x Thk 1.5mm x L=380mm+3mm/-0, Material: Aluminium |  |  |  | 0303920000000 | 0303880000000 | 0.0625 | nos. |  | 1.4 Accessories & Parts - Fire Ext
[0303920200000] Discharge Tube Aluminum (Small) - for 6kg Cart. O/D 6.00mm, I/D=3.80mm, L=365mm(+3/-0), c/w M6 threading on one side & flatten on the other side, Material: Aluminium 6063, Drawing No: 03039202 Rev A |  |  |  | 0303920200000 | 0312070000000 | 0.0625 | nos. |  | 1.4 Accessories & Parts - Fire Ext
[0303920300000] Syphon Tube For 9kg ABC Cartridge - 5/8" (O/D 15.9mm) x I/D 12.5mm x L=435mm+3mm/-0, Material: Aluminium |  |  |  | 0303920300000 | 0303890000000 | 0.0800 | nos. |  | 1.4 Accessories & Parts - Fire Ext
[0303920400000] Discharge Tube Aluminum (Small) - for 9kg ABC/9L Water Cart. O/D 6.00mm, I/D=3.80mm, L=390mm(+3/-0), c/w M6 threading on one side & flatten on the other side, Material: Aluminium 6063, Drawing No: 03039204 Rev A |  |  |  | 0303920400000 | 0312070000000 | 0.0800 | nos. |  | 1.4 Accessories & Parts - Fire Ext
[0303920500000] Syphon Tube - Aluminium 5/8" (O/D15.9mm) L=510mm+3mm/-0, I/D=12.5mm - 12kg ABC Cartridge |  |  |  | 0303920500000 | 0303890000000 | 0.1000 | nos. |  | 1.4 Accessories & Parts - Fire Ext
[0303920600000] Discharge Tube Aluminum (Small) - for 12kg Cart. O/D 6.00mm, I/D=3.80mm, L=495mm(+3/-0), c/w M6 threading on one side & flatten on the other side, Material: Aluminium 6063, Drawing No: 03039206 Rev A |  |  |  | 0303920600000 | 0312070000000 | 0.1000 | nos. |  | 1.4 Accessories & Parts - Fire Ext
[0303920800000] Syphon Tube Nylon 3/8"(OD9.5Mm) - For 2.0 Kg Co2, |  |  |  | 0303920800000 | 0312670000000 | 0.1000 | nos. |  | 1.4 Accessories & Parts - Fire Ext
[0303921000000] Syphon Tube Aluminium 3/8"(OD9.5Mm) - 5.0 Kg Co2 |  |  |  | 0303921000000 | 0312670000000 | 0.1000 | nos. |  | 1.4 Accessories & Parts - Fire Ext
[0303980000000] Cylinder Body - 1kg ABC Lower Cylinder, Material: 1.5mm Cold Rolled Sheet |  |  |  | 0303980000000 | 0303510400000 | 0.0800 | pcs |  | 1.4 Accessories & Parts - Fire Ext
[0304170000000] Cylinder Body - 25kg ABC SP Upper Body, Material: 2.0mm Cold Rolled Sheet, |  |  |  | 0304170000000 | 0303520000000 | 0.1250 | pcs |  | 1.4 Accessories & Parts - Fire Ext
[0304180000000] Cylinder Body - 25kg ABC (SP/ Cart) Lower Body, Material: 2.0mm Cold Rolled Sheet |  |  |  | 0304180000000 | 0303520000000 | 0.1250 | pcs |  | 1.4 Accessories & Parts - Fire Ext
[0304190000000] Cylinder Body - Upper Shell For 50kg ABC/ 45ltrs SP & Cart, Material: 3.6mm Hot Rolled Sheet |  |  |  | 0304190000000 | 0303570100000 | 0.2500 | pcs |  | 1.4 Accessories & Parts - Fire Ext
[0304200000000] Cylinder Body - Lower Shell For 50kg ABC/ 45ltrs Foam SP & Cart, Material: 3.6mm Hot Rolled Sheet |  |  |  | 0304200000000 | 0303570100000 | 0.2500 | pcs |  | 1.4 Accessories & Parts - Fire Ext
[0304210000000] Cylinder Body - 75kg Upper Cap (SP & Cart Type), Material: 3.6mm Hot Rolled Sheet |  |  |  | 0304210000000 | 0303570100000 | 0.1300 | pcs |  | 1.4 Accessories & Parts - Fire Ext
[0304220000000] Cylinder Body - 75kg Lower Cap (SP/Cart), Material: 3.6mm Hot Rolled Sheet |  |  |  | 0304220000000 | 0303570100000 | 0.1300 | pcs
[0304230000000] Cylinder Body (Rolled) - 75kg Cartridge, Material: Hot Rolled Sheet, 3.6mm Thk x 373mm I/D x 380mm O/D x 700mm HT |  |  |  | 0304230000000 | 0303570600000 | 0.5000 | pcs
[0304270000000] Cylinder Body (Dia 18") - 100kg/135Litre Upper Cap, Material: 3.6mm Hot Rolled Sheet |  |  |  | 0304270000000 | 0303570100000 | 0.1250 | pcs
[0304280000000] Cylinder Body (Dia. 18") -100kg/135Litre Lower Cap, Material : 3.6mm Hot Rolled Sheet |  |  |  | 0304280000000 | 0303570100000 | 0.1250 | pcs |  | 1.4 Accessories & Parts - Fire Ext
[0304290000000] Cylinder Body - 135Litre Rolled Body, Material: Hot Rolled Sheet, 3.6mm Thk x 18-1/2" O/D x 30" HT |  |  |  | 0304290000000 | 0303570600000 | 1.0000 | pcs
[0304420200000] Water Mist Nozzle Adapter Portable Discharge Hose Serrated Tail To M16x1.5 |  |  |  | 0304420200000 | 0312540000000 | 0.0100 | kg |  | 1.4 Accessories & Parts - Fire Ext
[0304460000000] Aluminum Nozzle - 3/4" BSP (M) For Trolley Halotron I FX |  |  |  | 0304460000000 | 0317470000000 | 1.0000 | m |  | 1.4 Accessories & Parts - Fire Ext
[0304730100000] Label* - C-50PTP, 50kg Purple K BC Powder SP Trolley c/w LPCB & SETSCO, LPCB Approval: 501f/17, Setsco Approval BCM-2019-0060, Fire Rating: IIB(275B), Material: Clear Vinyl c/w White Wordings, Size: W190mm x H200mm |  |  |  | 0304730100000 | 0304730000000 | 1.0000 | pcs |  | 1.4 Accessories & Parts - Fire Ext
[0304750400000] Label* - 1" Manual Fixed Slim Hose Reel c/w COMBAT c/w LPCB & Wheel Mark(2690), Model HR-1MF, Ø148mm, Working Pressure: 12Bar, To EN671-1:2012, Material: White Vinyl c/w 1 Color Reverse Print - Black Base c/w White Silkscreen |  |  |  | 0304750400000 | 0304750800000 | 1.0000 | pcs |  | 1.2 Accessories & Parts - HR
[0304780000000] Hose - Pressure Hose For 25/50Kg Trolley,I/D 12.5mm (1/2") X Thk 3.25mm X L6m,Black Color |  |  |  | 0304780000000 | 0300332500000 | 0.0600 | nos.
[0304780100000] 1/2" X 6M,HOSE - PRESSURE HOSE ASSEMBLY WITH NIPPER,,ADAPTOR FOR SP VALVE, |  |  |  | 0304780100000 | 0303700000000 | 1.0000 | nos.
[0304780100000] 1/2" X 6M,HOSE - PRESSURE HOSE ASSEMBLY WITH NIPPER,,ADAPTOR FOR SP VALVE, |  |  |  | 0304780100000 | 0303060000000 | 2.0000 | nos.
[0304780100000] 1/2" X 6M,HOSE - PRESSURE HOSE ASSEMBLY WITH NIPPER,,ADAPTOR FOR SP VALVE, |  |  |  | 0304780100000 | 0304780000000 | 1.0000 | nos.
[0304780100000] 1/2" X 6M,HOSE - PRESSURE HOSE ASSEMBLY WITH NIPPER,,ADAPTOR FOR SP VALVE, |  |  |  | 0304780100000 | 0300900000000 | 1.0000 | nos.
[0304790000000] Bracket - Spring Lock Bracket (SS Cabinet) |  |  |  | 0304790000000 | 0310460000000 | 0.0100 | nos.
[0304800000000] EG Bracket - Spring Lock Bracket (MS Cabinet), |  |  |  | 0304800000000 | 0303600500000 | 0.0100 | pcs
[0304810000000] Bracket - Glass Bracket Holder (SS Cabinet), Material: Stainless Steel |  |  |  | 0304810000000 | 0310460000000 | 0.0100 | nos. |  | 1.1.2 Other Parts (Empty Cabinet/ Hinge/ Brackets/ Lock etc.)
[0304810100000] Bracket - Glass Bracket Holder For Cabinet c/w Hanger, Material: Stainless Steel |  |  |  | 0304810100000 | 0310460000000 | 0.0100 | nos. |  | 1.1.2 Other Parts (Empty Cabinet/ Hinge/ Brackets/ Lock etc.)
[0304820000000] Bracket - Glass Bracket Holder For Cabinet, Material: 1.2mm EG |  |  |  | 0304820000000 | 0305420000000 | 0.0100 | pcs
[0304940200000] Wire Glass - 6mm x 425mm x 425mm, for 4 Way BI Cabinet c/w "Wet Riser Breeching Inlet" White Wording |  |  |  | 0304940200000 | 0304940000000 | 1.0000 | nos. |  | 1.1.1 Glass - Wired/ Plain/ Tempered/ Acrylic (Plastic)
[0304940500000] 6MM X 425MM X 425MM,WIRE GLASS - 4 WAY BI CABINET CW DRY RISER BREECHING INLET WHITE WORDING |  |  |  | 0304940500000 | 0304940000000 | 1.0000 | nos. |  | Glass - Wired/ Plain/ Tempered
[0304940600000] 6MM X 425MM X 425MM,WIRE GLASS - 4 WAY BI CABINET CW SPRINKLER BREECHING INLET WHITE WORDING |  |  |  | 0304940600000 | 0304940000000 | 1.0000 | nos. |  | Glass - Wired/ Plain/ Tempered
[0304950200000] Wire Glass -6mm x 475mm x 535mm For 4 Way Recess BI Cabinet To BS5041 c/w "Dry Riser Breeching Inlet" White Wording. |  |  |  | 0304950200000 | 0305000200000 | 1.0000 | nos. |  | 1.1.1 Glass - Wired/ Plain/ Tempered/ Acrylic (Plastic)
[0304950400000] 6MM X 310MM X 400MM,WIRE GLASS - 2 WAY BI CABINET CW DRY RISER BREECHING INLET WHITE WORDING |  |  |  | 0304950400000 | 0304950000000 | 1.0000 | nos. |  | Glass - Wired/ Plain/ Tempered
[0304950600000] Wire Glass -6mm x 475mm x 335mm For 2 Way Recess BI Cabinet To BS5041 c/w "Dry Riser Breeching Inlet" White Wording. |  |  |  | 0304950600000 | 0305000100000 | 1.0000 | nos. |  | 1.1.1 Glass - Wired/ Plain/ Tempered/ Acrylic (Plastic)
[0304950800000] Wire Glass -6mm x 435mm x 300mm For 2 Way WallMount BI Cabinet To BS5041 c/w "Dry Riser Breeching Inlet" White Wording. |  |  |  | 0304950800000 | 0305000300000 | 1.0000 | nos. |  | 1.1.1 Glass - Wired/ Plain/ Tempered/ Acrylic (Plastic)
[0304950900000] Wire Glass -6mm x 435mm x 500mm For 4 Way WallMount BI Cabinet To BS5041 c/w "Sprinkler Breeching Inlet" White Wording. |  |  |  | 0304950900000 | 0305000400000 | 1.0000 | nos.
[0304980200000] Plain Glass - 2mm x 101mm x 101mm - Break Glass For Cabinets (EG) c/w White Wordings "Break Glass For Key" |  |  |  | 0304980200000 | 0304980000000 | 1.0000 | nos. |  | 1.1.1 Glass - Wired/ Plain/ Tempered/ Acrylic (Plastic)
[0304980300000] 2MM X 101MM X 101MM,PLAIN GLASS - BREAK GLASS FOR CABINETS (STAINLESS STEEL), |  |  |  | 0304980300000 | 0304980000000 | 1.0000 | nos. |  | Glass - Wired/ Plain/ Tempered
[0304990100000] Plain Glass - 5mm x 425mm x 425mm For Fire Hose Box c/w White Wording "Fire Hose" |  |  |  | 0304990100000 | 0304990000000 | 1.0000 | nos. |  | 1.1.1 Glass - Wired/ Plain/ Tempered/ Acrylic (Plastic)
[0305040000000] Tempered Glass - 4mm x 455mm x 140mm For Hose Reel View Glass |  |  |  | 0305040000000 | 0307500000000 | 1.0000 | nos. |  | 1.1.1 Glass - Wired/ Plain/ Tempered/ Acrylic (Plastic)
[0305040000000] Tempered Glass - 4mm x 455mm x 140mm For Hose Reel View Glass |  |  |  | 0305040000000 | 0304970100000 | 1.0000 | nos. |  | 1.1.1 Glass - Wired/ Plain/ Tempered/ Acrylic (Plastic)
[0305040100000] 4MM x 140MM x 585MM,GLASS - TEMPERED (SPECIAL HDB TPYE VIEW GLASS) |  |  |  | 0305040100000 | 0304970700000 | 1.0000 | nos. |  | Glass - Wired/ Plain/ Tempered
[0305450200000] Gasket EPDM c/w Stainless Steel Wire Mesh for 2 1/2" Diaphragm valve |  |  |  | 0305450200000 | 0301940200000 | 0.0024 | bag
[0305450200000] Gasket EPDM c/w Stainless Steel Wire Mesh for 2 1/2" Diaphragm valve |  |  |  | 0305450200000 | 0322371900000 | 1.0000 | nos.
[0305450200000] Gasket EPDM c/w Stainless Steel Wire Mesh for 2 1/2" Diaphragm valve |  |  |  | 0305450200000 | 0305361000000 | 0.0200 | nos.
[0305450200000] Gasket EPDM c/w Stainless Steel Wire Mesh for 2 1/2" Diaphragm valve |  |  |  | 0305450200000 | 0323964800000 | 1.0000 | nos.
[0305520100000] Auto HR- Automatic Valve Assembly (Male-Male) |  |  |  | 0305520100000 | 0310100100000 | 1.0000 | nos. |  | 1.2 Accessories & Parts - HR
[0305520100000] Auto HR- Automatic Valve Assembly (Male-Male) |  |  |  | 0305520100000 | 0302090100000 | 1.0000 | nos. |  | 1.2 Accessories & Parts - HR
[0306470000000] Drum Holder - Disc And Bar- Manual (Mixed Colour), Length-155mm, Old Description: Drum Holder - Bar (3/4"), 1.2mm EG Plate |  |  |  | 0306470000000 | 0303010000000 | 0.0500 | kg |  | 1.2 Accessories & Parts - HR
[0306470000000] Drum Holder - Disc And Bar- Manual (Mixed Colour), Length-155mm, Old Description: Drum Holder - Bar (3/4"), 1.2mm EG Plate |  |  |  | 0306470000000 | 0306550000000 | 1.0000 | nos. |  | 1.2 Accessories & Parts - HR
[0306470000000] Drum Holder - Disc And Bar- Manual (Mixed Colour), Length-155mm, Old Description: Drum Holder - Bar (3/4"), 1.2mm EG Plate |  |  |  | 0306470000000 | 0306560000000 | 5.0000 | nos. |  | 1.2 Accessories & Parts - HR
[0306520100000] 1" Fixed HR - Automatic Arm Set Body (2 Parts), Test Pressure: 20Kg/cm2, Material: Aluminium Alloy |  |  |  | 0306520100000 | 0306520000000 | 1.0000 | nos. |  | 1.2 Accessories & Parts - HR
[0306550000000] Drum Holder - Disc, Material: 1.5mm EG Sheet |  |  |  | 0306550000000 | 0303600000000 | 0.1667 | pcs
[0306610000000] Empty Cylinder - Size 1Kg (Vol. 1.1L) For ABC SP, Red Colour, (Drawing No: 03066101) |  |  |  | 0306610000000 | 0302360000000 | 0.0400 | m3 |  | 1.4 Accessories & Parts - Fire Ext
[0306610000000] Empty Cylinder - Size 1Kg (Vol. 1.1L) For ABC SP, Red Colour, (Drawing No: 03066101) |  |  |  | 0306610000000 | 0303010000000 | 0.0400 | kg |  | 1.4 Accessories & Parts - Fire Ext
[0306610000000] Empty Cylinder - Size 1Kg (Vol. 1.1L) For ABC SP, Red Colour, (Drawing No: 03066101) |  |  |  | 0306610000000 | 0302350000000 | 0.0700 | kg |  | 1.4 Accessories & Parts - Fire Ext
[0306610000000] Empty Cylinder - Size 1Kg (Vol. 1.1L) For ABC SP, Red Colour, (Drawing No: 03066101) |  |  |  | 0306610000000 | 0301070000000 | 0.0900 | kg |  | 1.4 Accessories & Parts - Fire Ext
[0306610000000] Empty Cylinder - Size 1Kg (Vol. 1.1L) For ABC SP, Red Colour, (Drawing No: 03066101) |  |  |  | 0306610000000 | 0303510100000 | 0.0333 | pcs |  | 1.4 Accessories & Parts - Fire Ext
[0306610000000] Empty Cylinder - Size 1Kg (Vol. 1.1L) For ABC SP, Red Colour, (Drawing No: 03066101) |  |  |  | 0306610000000 | 0302340000000 | 0.0200 | kg |  | 1.4 Accessories & Parts - Fire Ext
[0306610000000] Empty Cylinder - Size 1Kg (Vol. 1.1L) For ABC SP, Red Colour, (Drawing No: 03066101) |  |  |  | 0306610000000 | 0300720000000 | 1.0000 | nos. |  | 1.4 Accessories & Parts - Fire Ext
[0306630000000] Empty Cylinder - Size 2kg (Vol. 2.4L) For ABC/Halotron SP, Red Colour |  |  |  | 0306630000000 | 0302350000000 | 0.0700 | kg |  | 1.4 Accessories & Parts - Fire Ext
[0306630000000] Empty Cylinder - Size 2kg (Vol. 2.4L) For ABC/Halotron SP, Red Colour |  |  |  | 0306630000000 | 0303010000000 | 0.0500 | kg |  | 1.4 Accessories & Parts - Fire Ext
[0306630000000] Empty Cylinder - Size 2kg (Vol. 2.4L) For ABC/Halotron SP, Red Colour |  |  |  | 0306630000000 | 0302340000000 | 0.0200 | kg |  | 1.4 Accessories & Parts - Fire Ext
[0306630000000] Empty Cylinder - Size 2kg (Vol. 2.4L) For ABC/Halotron SP, Red Colour |  |  |  | 0306630000000 | 0302360000000 | 0.0500 | m3 |  | 1.4 Accessories & Parts - Fire Ext
[0306630000000] Empty Cylinder - Size 2kg (Vol. 2.4L) For ABC/Halotron SP, Red Colour |  |  |  | 0306630000000 | 0303511100000 | 0.6667 | pcs |  | 1.4 Accessories & Parts - Fire Ext
[0306630000000] Empty Cylinder - Size 2kg (Vol. 2.4L) For ABC/Halotron SP, Red Colour |  |  |  | 0306630000000 | 0300720000000 | 1.0000 | nos. |  | 1.4 Accessories & Parts - Fire Ext
[0306630000000] Empty Cylinder - Size 2kg (Vol. 2.4L) For ABC/Halotron SP, Red Colour |  |  |  | 0306630000000 | 0301070000000 | 0.1000 | kg |  | 1.4 Accessories & Parts - Fire Ext
[0306650000000] Empty Cylinder - Size 3kg (Vol. 3.8L) For ABC SP, Red Colour |  |  |  | 0306650000000 | 0303010000000 | 0.0600 | kg |  | 1.4 Accessories & Parts - Fire Ext
[0306650000000] Empty Cylinder - Size 3kg (Vol. 3.8L) For ABC SP, Red Colour |  |  |  | 0306650000000 | 0301070000000 | 0.1100 | kg |  | 1.4 Accessories & Parts - Fire Ext
[0306650000000] Empty Cylinder - Size 3kg (Vol. 3.8L) For ABC SP, Red Colour |  |  |  | 0306650000000 | 0303510900000 | 0.5000 | pcs |  | 1.4 Accessories & Parts - Fire Ext
[0306650000000] Empty Cylinder - Size 3kg (Vol. 3.8L) For ABC SP, Red Colour |  |  |  | 0306650000000 | 0300720000000 | 1.0000 | nos. |  | 1.4 Accessories & Parts - Fire Ext
[0306650000000] Empty Cylinder - Size 3kg (Vol. 3.8L) For ABC SP, Red Colour |  |  |  | 0306650000000 | 0302360000000 | 0.0600 | m3 |  | 1.4 Accessories & Parts - Fire Ext
[0306650000000] Empty Cylinder - Size 3kg (Vol. 3.8L) For ABC SP, Red Colour |  |  |  | 0306650000000 | 0302350000000 | 0.0700 | kg |  | 1.4 Accessories & Parts - Fire Ext
[0306650000000] Empty Cylinder - Size 3kg (Vol. 3.8L) For ABC SP, Red Colour |  |  |  | 0306650000000 | 0302340000000 | 0.0500 | kg |  | 1.4 Accessories & Parts - Fire Ext
[0306650100000] Empty Cylinder - Size 3kg (Vol. 3.8L) For 2Ltr Watermist SP c/w Internal Powder Coat, Red Colour |  |  |  | 0306650100000 | 0303010000000 | 0.0600 | kg |  | 1.4 Accessories & Parts - Fire Ext
[0306650100000] Empty Cylinder - Size 3kg (Vol. 3.8L) For 2Ltr Watermist SP c/w Internal Powder Coat, Red Colour |  |  |  | 0306650100000 | 0301070000000 | 0.1100 | kg |  | 1.4 Accessories & Parts - Fire Ext
[0306650100000] Empty Cylinder - Size 3kg (Vol. 3.8L) For 2Ltr Watermist SP c/w Internal Powder Coat, Red Colour |  |  |  | 0306650100000 | 0300720000000 | 1.0000 | nos. |  | 1.4 Accessories & Parts - Fire Ext
[0306650100000] Empty Cylinder - Size 3kg (Vol. 3.8L) For 2Ltr Watermist SP c/w Internal Powder Coat, Red Colour |  |  |  | 0306650100000 | 0302340000000 | 0.0500 | kg |  | 1.4 Accessories & Parts - Fire Ext
[0306650100000] Empty Cylinder - Size 3kg (Vol. 3.8L) For 2Ltr Watermist SP c/w Internal Powder Coat, Red Colour |  |  |  | 0306650100000 | 0302360000000 | 0.0600 | m3 |  | 1.4 Accessories & Parts - Fire Ext
[0306650100000] Empty Cylinder - Size 3kg (Vol. 3.8L) For 2Ltr Watermist SP c/w Internal Powder Coat, Red Colour |  |  |  | 0306650100000 | 0303510900000 | 0.5000 | pcs |  | 1.4 Accessories & Parts - Fire Ext
[0306650100000] Empty Cylinder - Size 3kg (Vol. 3.8L) For 2Ltr Watermist SP c/w Internal Powder Coat, Red Colour |  |  |  | 0306650100000 | 0302350000000 | 0.0700 | kg |  | 1.4 Accessories & Parts - Fire Ext
[0306710100000] Empty Cylinder OD250 x H675(+/-10mm) - 25kg SP & Cart Trolley c/w 16" Wheel, Red Colour - 25Kg Sp & Cart Trolley C/W 8" Wheel,,W/O Painting, (Dwg. No. 03067101) |  |  |  | 0306710100000 | 0301080000000 | 0.3000 | kg |  | 1.4 Accessories & Parts - Fire Ext
[0306710100000] Empty Cylinder OD250 x H675(+/-10mm) - 25kg SP & Cart Trolley c/w 16" Wheel, Red Colour - 25Kg Sp & Cart Trolley C/W 8" Wheel,,W/O Painting, (Dwg. No. 03067101) |  |  |  | 0306710100000 | 0302010000000 | 2.0000 | nos. |  | 1.4 Accessories & Parts - Fire Ext
[0306710100000] Empty Cylinder OD250 x H675(+/-10mm) - 25kg SP & Cart Trolley c/w 16" Wheel, Red Colour - 25Kg Sp & Cart Trolley C/W 8" Wheel,,W/O Painting, (Dwg. No. 03067101) |  |  |  | 0306710100000 | 0311230000000 | 2.0000 | nos. |  | 1.4 Accessories & Parts - Fire Ext
[0306710100000] Empty Cylinder OD250 x H675(+/-10mm) - 25kg SP & Cart Trolley c/w 16" Wheel, Red Colour - 25Kg Sp & Cart Trolley C/W 8" Wheel,,W/O Painting, (Dwg. No. 03067101) |  |  |  | 0306710100000 | 0302360000000 | 0.1500 | m3 |  | 1.4 Accessories & Parts - Fire Ext
[0306710100000] Empty Cylinder OD250 x H675(+/-10mm) - 25kg SP & Cart Trolley c/w 16" Wheel, Red Colour - 25Kg Sp & Cart Trolley C/W 8" Wheel,,W/O Painting, (Dwg. No. 03067101) |  |  |  | 0306710100000 | 0303800000000 | 0.3330 | nos. |  | 1.4 Accessories & Parts - Fire Ext
[0306710100000] Empty Cylinder OD250 x H675(+/-10mm) - 25kg SP & Cart Trolley c/w 16" Wheel, Red Colour - 25Kg Sp & Cart Trolley C/W 8" Wheel,,W/O Painting, (Dwg. No. 03067101) |  |  |  | 0306710100000 | 0304180000000 | 1.0000 | nos. |  | 1.4 Accessories & Parts - Fire Ext
[0306710100000] Empty Cylinder OD250 x H675(+/-10mm) - 25kg SP & Cart Trolley c/w 16" Wheel, Red Colour - 25Kg Sp & Cart Trolley C/W 8" Wheel,,W/O Painting, (Dwg. No. 03067101) |  |  |  | 0306710100000 | 0314950300000 | 2.0000 | nos. |  | 1.4 Accessories & Parts - Fire Ext
[0306710100000] Empty Cylinder OD250 x H675(+/-10mm) - 25kg SP & Cart Trolley c/w 16" Wheel, Red Colour - 25Kg Sp & Cart Trolley C/W 8" Wheel,,W/O Painting, (Dwg. No. 03067101) |  |  |  | 0306710100000 | 0304840000000 | 1.0000 | nos. |  | 1.4 Accessories & Parts - Fire Ext
[0306710100000] Empty Cylinder OD250 x H675(+/-10mm) - 25kg SP & Cart Trolley c/w 16" Wheel, Red Colour - 25Kg Sp & Cart Trolley C/W 8" Wheel,,W/O Painting, (Dwg. No. 03067101) |  |  |  | 0306710100000 | 0303820000000 | 0.0710 | nos. |  | 1.4 Accessories & Parts - Fire Ext
[0306710100000] Empty Cylinder OD250 x H675(+/-10mm) - 25kg SP & Cart Trolley c/w 16" Wheel, Red Colour - 25Kg Sp & Cart Trolley C/W 8" Wheel,,W/O Painting, (Dwg. No. 03067101) |  |  |  | 0306710100000 | 0304170000000 | 1.0000 | nos. |  | 1.4 Accessories & Parts - Fire Ext
[0306710100000] Empty Cylinder OD250 x H675(+/-10mm) - 25kg SP & Cart Trolley c/w 16" Wheel, Red Colour - 25Kg Sp & Cart Trolley C/W 8" Wheel,,W/O Painting, (Dwg. No. 03067101) |  |  |  | 0306710100000 | 0300730100000 | 1.0000 | nos. |  | 1.4 Accessories & Parts - Fire Ext
[0306710100000] Empty Cylinder OD250 x H675(+/-10mm) - 25kg SP & Cart Trolley c/w 16" Wheel, Red Colour - 25Kg Sp & Cart Trolley C/W 8" Wheel,,W/O Painting, (Dwg. No. 03067101) |  |  |  | 0306710100000 | 0323210000000 | 2.0000 | nos. |  | 1.4 Accessories & Parts - Fire Ext
[0306710100000] Empty Cylinder OD250 x H675(+/-10mm) - 25kg SP & Cart Trolley c/w 16" Wheel, Red Colour - 25Kg Sp & Cart Trolley C/W 8" Wheel,,W/O Painting, (Dwg. No. 03067101) |  |  |  | 0306710100000 | 0301070000000 | 0.2500 | kg |  | 1.4 Accessories & Parts - Fire Ext
[0306710400000] Empty Cylinder OD250 x H675(+/-10mm) - 25kg SP & Cart Trolley c/w 16" Wheel, Red Colour (Dwg. No. 03067101) |  |  |  | 0306710400000 | 0304170000000 | 1.0000 | nos. |  | 1.4 Accessories & Parts - Fire Ext
[0306710400000] Empty Cylinder OD250 x H675(+/-10mm) - 25kg SP & Cart Trolley c/w 16" Wheel, Red Colour (Dwg. No. 03067101) |  |  |  | 0306710400000 | 0323210000000 | 2.0000 | nos. |  | 1.4 Accessories & Parts - Fire Ext
[0306710400000] Empty Cylinder OD250 x H675(+/-10mm) - 25kg SP & Cart Trolley c/w 16" Wheel, Red Colour (Dwg. No. 03067101) |  |  |  | 0306710400000 | 0301070200000 | 0.3000 | kg |  | 1.4 Accessories & Parts - Fire Ext
[0306710400000] Empty Cylinder OD250 x H675(+/-10mm) - 25kg SP & Cart Trolley c/w 16" Wheel, Red Colour (Dwg. No. 03067101) |  |  |  | 0306710400000 | 0300730100000 | 1.0000 | nos. |  | 1.4 Accessories & Parts - Fire Ext
[0306710400000] Empty Cylinder OD250 x H675(+/-10mm) - 25kg SP & Cart Trolley c/w 16" Wheel, Red Colour (Dwg. No. 03067101) |  |  |  | 0306710400000 | 0304180000000 | 1.0000 | nos. |  | 1.4 Accessories & Parts - Fire Ext
[0306710400000] Empty Cylinder OD250 x H675(+/-10mm) - 25kg SP & Cart Trolley c/w 16" Wheel, Red Colour (Dwg. No. 03067101) |  |  |  | 0306710400000 | 0312430000000 | 2.0000 | nos. |  | 1.4 Accessories & Parts - Fire Ext
[0306710400000] Empty Cylinder OD250 x H675(+/-10mm) - 25kg SP & Cart Trolley c/w 16" Wheel, Red Colour (Dwg. No. 03067101) |  |  |  | 0306710400000 | 0303800000000 | 0.1500 | nos. |  | 1.4 Accessories & Parts - Fire Ext
[0306710400000] Empty Cylinder OD250 x H675(+/-10mm) - 25kg SP & Cart Trolley c/w 16" Wheel, Red Colour (Dwg. No. 03067101) |  |  |  | 0306710400000 | 0304840000000 | 1.0000 | nos. |  | 1.4 Accessories & Parts - Fire Ext
[0306710400000] Empty Cylinder OD250 x H675(+/-10mm) - 25kg SP & Cart Trolley c/w 16" Wheel, Red Colour (Dwg. No. 03067101) |  |  |  | 0306710400000 | 0302360000000 | 0.1500 | m3 |  | 1.4 Accessories & Parts - Fire Ext
[0306710400000] Empty Cylinder OD250 x H675(+/-10mm) - 25kg SP & Cart Trolley c/w 16" Wheel, Red Colour (Dwg. No. 03067101) |  |  |  | 0306710400000 | 0303820000000 | 0.0400 | nos. |  | 1.4 Accessories & Parts - Fire Ext
[0306710400000] Empty Cylinder OD250 x H675(+/-10mm) - 25kg SP & Cart Trolley c/w 16" Wheel, Red Colour (Dwg. No. 03067101) |  |  |  | 0306710400000 | 0303010000000 | 0.3500 | kg |  | 1.4 Accessories & Parts - Fire Ext
[0306710400000] Empty Cylinder OD250 x H675(+/-10mm) - 25kg SP & Cart Trolley c/w 16" Wheel, Red Colour (Dwg. No. 03067101) |  |  |  | 0306710400000 | 0311230000000 | 2.0000 | nos. |  | 1.4 Accessories & Parts - Fire Ext
[0306720600000] Empty Cylinder OD350 x H695(+/-10mm) - 50kg SP & Cart Trolley c/w 16" Wheel, Red Colour (Dwg. No. 03067206) |  |  |  | 0306720600000 | 0300730100000 | 1.0000 | nos. |  | 1.4 Accessories & Parts - Fire Ext
[0306720600000] Empty Cylinder OD350 x H695(+/-10mm) - 50kg SP & Cart Trolley c/w 16" Wheel, Red Colour (Dwg. No. 03067206) |  |  |  | 0306720600000 | 0304200000000 | 1.0000 | nos. |  | 1.4 Accessories & Parts - Fire Ext
[0306720600000] Empty Cylinder OD350 x H695(+/-10mm) - 50kg SP & Cart Trolley c/w 16" Wheel, Red Colour (Dwg. No. 03067206) |  |  |  | 0306720600000 | 0311230000000 | 2.0000 | nos. |  | 1.4 Accessories & Parts - Fire Ext
[0306720600000] Empty Cylinder OD350 x H695(+/-10mm) - 50kg SP & Cart Trolley c/w 16" Wheel, Red Colour (Dwg. No. 03067206) |  |  |  | 0306720600000 | 0323210000000 | 2.0000 | nos. |  | 1.4 Accessories & Parts - Fire Ext
[0306720600000] Empty Cylinder OD350 x H695(+/-10mm) - 50kg SP & Cart Trolley c/w 16" Wheel, Red Colour (Dwg. No. 03067206) |  |  |  | 0306720600000 | 0302360000000 | 0.1500 | m3 |  | 1.4 Accessories & Parts - Fire Ext
[0306720600000] Empty Cylinder OD350 x H695(+/-10mm) - 50kg SP & Cart Trolley c/w 16" Wheel, Red Colour (Dwg. No. 03067206) |  |  |  | 0306720600000 | 0301070200000 | 0.3000 | kg |  | 1.4 Accessories & Parts - Fire Ext
[0306720600000] Empty Cylinder OD350 x H695(+/-10mm) - 50kg SP & Cart Trolley c/w 16" Wheel, Red Colour (Dwg. No. 03067206) |  |  |  | 0306720600000 | 0303010000000 | 0.3500 | kg |  | 1.4 Accessories & Parts - Fire Ext
[0306720600000] Empty Cylinder OD350 x H695(+/-10mm) - 50kg SP & Cart Trolley c/w 16" Wheel, Red Colour (Dwg. No. 03067206) |  |  |  | 0306720600000 | 0303810000000 | 0.1700 | nos. |  | 1.4 Accessories & Parts - Fire Ext
[0306720600000] Empty Cylinder OD350 x H695(+/-10mm) - 50kg SP & Cart Trolley c/w 16" Wheel, Red Colour (Dwg. No. 03067206) |  |  |  | 0306720600000 | 0303820000000 | 0.0500 | nos. |  | 1.4 Accessories & Parts - Fire Ext
[0306720600000] Empty Cylinder OD350 x H695(+/-10mm) - 50kg SP & Cart Trolley c/w 16" Wheel, Red Colour (Dwg. No. 03067206) |  |  |  | 0306720600000 | 0312430000000 | 2.0000 | nos. |  | 1.4 Accessories & Parts - Fire Ext
[0306720600000] Empty Cylinder OD350 x H695(+/-10mm) - 50kg SP & Cart Trolley c/w 16" Wheel, Red Colour (Dwg. No. 03067206) |  |  |  | 0306720600000 | 0304190000000 | 1.0000 | nos. |  | 1.4 Accessories & Parts - Fire Ext
[0306720600000] Empty Cylinder OD350 x H695(+/-10mm) - 50kg SP & Cart Trolley c/w 16" Wheel, Red Colour (Dwg. No. 03067206) |  |  |  | 0306720600000 | 0304850100000 | 1.0000 | nos. |  | 1.4 Accessories & Parts - Fire Ext
[0306730200000] Empty Cylinder OD350 x H920(+/-10mm) - 75kg SP & Cart Trolley c/w 16" Wheel, Red Colour (Dwg. No. 03067302) |  |  |  | 0306730200000 | 0303010000000 | 0.9000 | kg |  | 1.4 Accessories & Parts - Fire Ext
[0306730200000] Empty Cylinder OD350 x H920(+/-10mm) - 75kg SP & Cart Trolley c/w 16" Wheel, Red Colour (Dwg. No. 03067302) |  |  |  | 0306730200000 | 0304220000000 | 1.0000 | nos. |  | 1.4 Accessories & Parts - Fire Ext
[0306730200000] Empty Cylinder OD350 x H920(+/-10mm) - 75kg SP & Cart Trolley c/w 16" Wheel, Red Colour (Dwg. No. 03067302) |  |  |  | 0306730200000 | 0303810000000 | 0.1700 | nos. |  | 1.4 Accessories & Parts - Fire Ext
[0306730200000] Empty Cylinder OD350 x H920(+/-10mm) - 75kg SP & Cart Trolley c/w 16" Wheel, Red Colour (Dwg. No. 03067302) |  |  |  | 0306730200000 | 0302360000000 | 0.5000 | m3 |  | 1.4 Accessories & Parts - Fire Ext
[0306730200000] Empty Cylinder OD350 x H920(+/-10mm) - 75kg SP & Cart Trolley c/w 16" Wheel, Red Colour (Dwg. No. 03067302) |  |  |  | 0306730200000 | 0323210000000 | 2.0000 | nos. |  | 1.4 Accessories & Parts - Fire Ext
[0306730200000] Empty Cylinder OD350 x H920(+/-10mm) - 75kg SP & Cart Trolley c/w 16" Wheel, Red Colour (Dwg. No. 03067302) |  |  |  | 0306730200000 | 0300730100000 | 1.0000 | nos. |  | 1.4 Accessories & Parts - Fire Ext
[0306730200000] Empty Cylinder OD350 x H920(+/-10mm) - 75kg SP & Cart Trolley c/w 16" Wheel, Red Colour (Dwg. No. 03067302) |  |  |  | 0306730200000 | 0303820000000 | 0.0500 | nos. |  | 1.4 Accessories & Parts - Fire Ext
[0306730200000] Empty Cylinder OD350 x H920(+/-10mm) - 75kg SP & Cart Trolley c/w 16" Wheel, Red Colour (Dwg. No. 03067302) |  |  |  | 0306730200000 | 0304830000000 | 1.0000 | nos. |  | 1.4 Accessories & Parts - Fire Ext
[0306730200000] Empty Cylinder OD350 x H920(+/-10mm) - 75kg SP & Cart Trolley c/w 16" Wheel, Red Colour (Dwg. No. 03067302) |  |  |  | 0306730200000 | 0312430000000 | 2.0000 | nos. |  | 1.4 Accessories & Parts - Fire Ext
[0306730200000] Empty Cylinder OD350 x H920(+/-10mm) - 75kg SP & Cart Trolley c/w 16" Wheel, Red Colour (Dwg. No. 03067302) |  |  |  | 0306730200000 | 0304210000000 | 1.0000 | nos. |  | 1.4 Accessories & Parts - Fire Ext
[0306730200000] Empty Cylinder OD350 x H920(+/-10mm) - 75kg SP & Cart Trolley c/w 16" Wheel, Red Colour (Dwg. No. 03067302) |  |  |  | 0306730200000 | 0301070200000 | 0.5000 | kg |  | 1.4 Accessories & Parts - Fire Ext
[0306730200000] Empty Cylinder OD350 x H920(+/-10mm) - 75kg SP & Cart Trolley c/w 16" Wheel, Red Colour (Dwg. No. 03067302) |  |  |  | 0306730200000 | 0304230000000 | 1.0000 | nos. |  | 1.4 Accessories & Parts - Fire Ext
[0306730200000] Empty Cylinder OD350 x H920(+/-10mm) - 75kg SP & Cart Trolley c/w 16" Wheel, Red Colour (Dwg. No. 03067302) |  |  |  | 0306730200000 | 0311230000000 | 2.0000 | nos. |  | 1.4 Accessories & Parts - Fire Ext
[0306760000000] Empty Cylinder OD470 x H1120(+/-10mm) - 100kg SP & Cart Trolley c/w 13" Wheel, Red Colour, (Dwg. No. 03067600) |  |  |  | 0306760000000 | 0311230000000 | 2.0000 | nos. |  | 1.4 Accessories & Parts - Fire Ext
[0306760000000] Empty Cylinder OD470 x H1120(+/-10mm) - 100kg SP & Cart Trolley c/w 13" Wheel, Red Colour, (Dwg. No. 03067600) |  |  |  | 0306760000000 | 0304270000000 | 1.0000 | nos. |  | 1.4 Accessories & Parts - Fire Ext
[0306760000000] Empty Cylinder OD470 x H1120(+/-10mm) - 100kg SP & Cart Trolley c/w 13" Wheel, Red Colour, (Dwg. No. 03067600) |  |  |  | 0306760000000 | 0301970000000 | 2.0000 | nos. |  | 1.4 Accessories & Parts - Fire Ext
[0306760000000] Empty Cylinder OD470 x H1120(+/-10mm) - 100kg SP & Cart Trolley c/w 13" Wheel, Red Colour, (Dwg. No. 03067600) |  |  |  | 0306760000000 | 0302360000000 | 0.5000 | m3 |  | 1.4 Accessories & Parts - Fire Ext
[0306760000000] Empty Cylinder OD470 x H1120(+/-10mm) - 100kg SP & Cart Trolley c/w 13" Wheel, Red Colour, (Dwg. No. 03067600) |  |  |  | 0306760000000 | 0303810000000 | 0.1700 | nos. |  | 1.4 Accessories & Parts - Fire Ext
[0306760000000] Empty Cylinder OD470 x H1120(+/-10mm) - 100kg SP & Cart Trolley c/w 13" Wheel, Red Colour, (Dwg. No. 03067600) |  |  |  | 0306760000000 | 0304280000000 | 1.0000 | nos. |  | 1.4 Accessories & Parts - Fire Ext
[0306760000000] Empty Cylinder OD470 x H1120(+/-10mm) - 100kg SP & Cart Trolley c/w 13" Wheel, Red Colour, (Dwg. No. 03067600) |  |  |  | 0306760000000 | 0323210000000 | 2.0000 | nos. |  | 1.4 Accessories & Parts - Fire Ext
[0306760000000] Empty Cylinder OD470 x H1120(+/-10mm) - 100kg SP & Cart Trolley c/w 13" Wheel, Red Colour, (Dwg. No. 03067600) |  |  |  | 0306760000000 | 0301080000000 | 1.5000 | kg |  | 1.4 Accessories & Parts - Fire Ext
[0306760000000] Empty Cylinder OD470 x H1120(+/-10mm) - 100kg SP & Cart Trolley c/w 13" Wheel, Red Colour, (Dwg. No. 03067600) |  |  |  | 0306760000000 | 0314950300000 | 2.0000 | nos. |  | 1.4 Accessories & Parts - Fire Ext
[0306760000000] Empty Cylinder OD470 x H1120(+/-10mm) - 100kg SP & Cart Trolley c/w 13" Wheel, Red Colour, (Dwg. No. 03067600) |  |  |  | 0306760000000 | 0300730100000 | 1.0000 | nos. |  | 1.4 Accessories & Parts - Fire Ext
[0306760000000] Empty Cylinder OD470 x H1120(+/-10mm) - 100kg SP & Cart Trolley c/w 13" Wheel, Red Colour, (Dwg. No. 03067600) |  |  |  | 0306760000000 | 0303010000000 | 0.8000 | kg |  | 1.4 Accessories & Parts - Fire Ext
[0306760000000] Empty Cylinder OD470 x H1120(+/-10mm) - 100kg SP & Cart Trolley c/w 13" Wheel, Red Colour, (Dwg. No. 03067600) |  |  |  | 0306760000000 | 0304260000000 | 1.0000 | nos. |  | 1.4 Accessories & Parts - Fire Ext
[0306760000000] Empty Cylinder OD470 x H1120(+/-10mm) - 100kg SP & Cart Trolley c/w 13" Wheel, Red Colour, (Dwg. No. 03067600) |  |  |  | 0306760000000 | 0301070000000 | 0.5000 | kg |  | 1.4 Accessories & Parts - Fire Ext
[0306760000000] Empty Cylinder OD470 x H1120(+/-10mm) - 100kg SP & Cart Trolley c/w 13" Wheel, Red Colour, (Dwg. No. 03067600) |  |  |  | 0306760000000 | 0303820000000 | 0.0400 | nos. |  | 1.4 Accessories & Parts - Fire Ext
[0306760000000] Empty Cylinder OD470 x H1120(+/-10mm) - 100kg SP & Cart Trolley c/w 13" Wheel, Red Colour, (Dwg. No. 03067600) |  |  |  | 0306760000000 | 0304880000000 | 1.0000 | nos. |  | 1.4 Accessories & Parts - Fire Ext
[0306760400000] Empty Cylinder OD470 x H1120(+/-10mm) - 100kg SP & Cart Trolley c/w 16" Wheel, Red Colour, (Dwg. No. 03067600) |  |  |  | 0306760400000 | 0303810000000 | 0.1700 | nos. |  | 1.4 Accessories & Parts - Fire Ext
[0306760400000] Empty Cylinder OD470 x H1120(+/-10mm) - 100kg SP & Cart Trolley c/w 16" Wheel, Red Colour, (Dwg. No. 03067600) |  |  |  | 0306760400000 | 0301080000000 | 1.5000 | kg |  | 1.4 Accessories & Parts - Fire Ext
[0306760400000] Empty Cylinder OD470 x H1120(+/-10mm) - 100kg SP & Cart Trolley c/w 16" Wheel, Red Colour, (Dwg. No. 03067600) |  |  |  | 0306760400000 | 0304260000000 | 1.0000 | nos. |  | 1.4 Accessories & Parts - Fire Ext
[0306760400000] Empty Cylinder OD470 x H1120(+/-10mm) - 100kg SP & Cart Trolley c/w 16" Wheel, Red Colour, (Dwg. No. 03067600) |  |  |  | 0306760400000 | 0304270000000 | 1.0000 | nos. |  | 1.4 Accessories & Parts - Fire Ext
[0306760400000] Empty Cylinder OD470 x H1120(+/-10mm) - 100kg SP & Cart Trolley c/w 16" Wheel, Red Colour, (Dwg. No. 03067600) |  |  |  | 0306760400000 | 0303010000000 | 0.8000 | kg |  | 1.4 Accessories & Parts - Fire Ext
[0306760400000] Empty Cylinder OD470 x H1120(+/-10mm) - 100kg SP & Cart Trolley c/w 16" Wheel, Red Colour, (Dwg. No. 03067600) |  |  |  | 0306760400000 | 0304880000000 | 1.0000 | nos. |  | 1.4 Accessories & Parts - Fire Ext
[0306760400000] Empty Cylinder OD470 x H1120(+/-10mm) - 100kg SP & Cart Trolley c/w 16" Wheel, Red Colour, (Dwg. No. 03067600) |  |  |  | 0306760400000 | 0300730100000 | 1.0000 | nos. |  | 1.4 Accessories & Parts - Fire Ext
[0306760400000] Empty Cylinder OD470 x H1120(+/-10mm) - 100kg SP & Cart Trolley c/w 16" Wheel, Red Colour, (Dwg. No. 03067600) |  |  |  | 0306760400000 | 0311230000000 | 2.0000 | nos. |  | 1.4 Accessories & Parts - Fire Ext
[0306760400000] Empty Cylinder OD470 x H1120(+/-10mm) - 100kg SP & Cart Trolley c/w 16" Wheel, Red Colour, (Dwg. No. 03067600) |  |  |  | 0306760400000 | 0323210000000 | 2.0000 | nos. |  | 1.4 Accessories & Parts - Fire Ext
[0306760400000] Empty Cylinder OD470 x H1120(+/-10mm) - 100kg SP & Cart Trolley c/w 16" Wheel, Red Colour, (Dwg. No. 03067600) |  |  |  | 0306760400000 | 0301070200000 | 0.5000 | kg |  | 1.4 Accessories & Parts - Fire Ext
[0306760400000] Empty Cylinder OD470 x H1120(+/-10mm) - 100kg SP & Cart Trolley c/w 16" Wheel, Red Colour, (Dwg. No. 03067600) |  |  |  | 0306760400000 | 0304280000000 | 1.0000 | nos. |  | 1.4 Accessories & Parts - Fire Ext
[0306760400000] Empty Cylinder OD470 x H1120(+/-10mm) - 100kg SP & Cart Trolley c/w 16" Wheel, Red Colour, (Dwg. No. 03067600) |  |  |  | 0306760400000 | 0302360000000 | 0.5000 | m3 |  | 1.4 Accessories & Parts - Fire Ext
[0306760400000] Empty Cylinder OD470 x H1120(+/-10mm) - 100kg SP & Cart Trolley c/w 16" Wheel, Red Colour, (Dwg. No. 03067600) |  |  |  | 0306760400000 | 0312430000000 | 2.0000 | nos. |  | 1.4 Accessories & Parts - Fire Ext
[0306760400000] Empty Cylinder OD470 x H1120(+/-10mm) - 100kg SP & Cart Trolley c/w 16" Wheel, Red Colour, (Dwg. No. 03067600) |  |  |  | 0306760400000 | 0303820000000 | 0.0400 | nos. |  | 1.4 Accessories & Parts - Fire Ext
[0306760700000] Empty Cylinder OD470 x H1120(+/-10mm) - 100 Liters SP & Cart Trolley c/w 16" Wheel, Red Colour (Dwg. No. 03067600) |  |  |  | 0306760700000 | 0303570600000 | 0.5000 | pcs |  | 1.4 Accessories & Parts - Fire Ext
[0306760700000] Empty Cylinder OD470 x H1120(+/-10mm) - 100 Liters SP & Cart Trolley c/w 16" Wheel, Red Colour (Dwg. No. 03067600) |  |  |  | 0306760700000 | 0311230000000 | 2.0000 | nos. |  | 1.4 Accessories & Parts - Fire Ext
[0306760700000] Empty Cylinder OD470 x H1120(+/-10mm) - 100 Liters SP & Cart Trolley c/w 16" Wheel, Red Colour (Dwg. No. 03067600) |  |  |  | 0306760700000 | 0323210000000 | 2.0000 | nos. |  | 1.4 Accessories & Parts - Fire Ext
[0306760700000] Empty Cylinder OD470 x H1120(+/-10mm) - 100 Liters SP & Cart Trolley c/w 16" Wheel, Red Colour (Dwg. No. 03067600) |  |  |  | 0306760700000 | 0300730100000 | 1.0000 | nos. |  | 1.4 Accessories & Parts - Fire Ext
[0306760700000] Empty Cylinder OD470 x H1120(+/-10mm) - 100 Liters SP & Cart Trolley c/w 16" Wheel, Red Colour (Dwg. No. 03067600) |  |  |  | 0306760700000 | 0312430000000 | 2.0000 | nos. |  | 1.4 Accessories & Parts - Fire Ext
[0306760700000] Empty Cylinder OD470 x H1120(+/-10mm) - 100 Liters SP & Cart Trolley c/w 16" Wheel, Red Colour (Dwg. No. 03067600) |  |  |  | 0306760700000 | 0301070200000 | 0.5000 | kg |  | 1.4 Accessories & Parts - Fire Ext
[0306760700000] Empty Cylinder OD470 x H1120(+/-10mm) - 100 Liters SP & Cart Trolley c/w 16" Wheel, Red Colour (Dwg. No. 03067600) |  |  |  | 0306760700000 | 0303820000000 | 0.0400 | nos. |  | 1.4 Accessories & Parts - Fire Ext
[0306760700000] Empty Cylinder OD470 x H1120(+/-10mm) - 100 Liters SP & Cart Trolley c/w 16" Wheel, Red Colour (Dwg. No. 03067600) |  |  |  | 0306760700000 | 0302360000000 | 0.5000 | m3 |  | 1.4 Accessories & Parts - Fire Ext
[0306760700000] Empty Cylinder OD470 x H1120(+/-10mm) - 100 Liters SP & Cart Trolley c/w 16" Wheel, Red Colour (Dwg. No. 03067600) |  |  |  | 0306760700000 | 0303810000000 | 0.1700 | nos. |  | 1.4 Accessories & Parts - Fire Ext
[0306760700000] Empty Cylinder OD470 x H1120(+/-10mm) - 100 Liters SP & Cart Trolley c/w 16" Wheel, Red Colour (Dwg. No. 03067600) |  |  |  | 0306760700000 | 0304880000000 | 1.0000 | nos. |  | 1.4 Accessories & Parts - Fire Ext
[0306760700000] Empty Cylinder OD470 x H1120(+/-10mm) - 100 Liters SP & Cart Trolley c/w 16" Wheel, Red Colour (Dwg. No. 03067600) |  |  |  | 0306760700000 | 0304270000000 | 1.0000 | nos. |  | 1.4 Accessories & Parts - Fire Ext
[0306760700000] Empty Cylinder OD470 x H1120(+/-10mm) - 100 Liters SP & Cart Trolley c/w 16" Wheel, Red Colour (Dwg. No. 03067600) |  |  |  | 0306760700000 | 0303010000000 | 0.8000 | kg |  | 1.4 Accessories & Parts - Fire Ext
[0306760700000] Empty Cylinder OD470 x H1120(+/-10mm) - 100 Liters SP & Cart Trolley c/w 16" Wheel, Red Colour (Dwg. No. 03067600) |  |  |  | 0306760700000 | 0304280000000 | 1.0000 | nos. |  | 1.4 Accessories & Parts - Fire Ext
[0306780000000] Empty Cylinder - 4.5Kg (Vol. 5.2L) Abc Red Color W/O Skirt |  |  |  | 0306780000000 | 0300720000000 | 1.0000 | nos. |  | 1.4 Accessories & Parts - Fire Ext
[0306780000000] Empty Cylinder - 4.5Kg (Vol. 5.2L) Abc Red Color W/O Skirt |  |  |  | 0306780000000 | 0303511200000 | 0.1120 | pcs |  | 1.4 Accessories & Parts - Fire Ext
[0306780000000] Empty Cylinder - 4.5Kg (Vol. 5.2L) Abc Red Color W/O Skirt |  |  |  | 0306780000000 | 0303010000000 | 0.0900 | kg |  | 1.4 Accessories & Parts - Fire Ext
[0306780000000] Empty Cylinder - 4.5Kg (Vol. 5.2L) Abc Red Color W/O Skirt |  |  |  | 0306780000000 | 0301070000000 | 0.1200 | kg |  | 1.4 Accessories & Parts - Fire Ext
[0306780000000] Empty Cylinder - 4.5Kg (Vol. 5.2L) Abc Red Color W/O Skirt |  |  |  | 0306780000000 | 0302360000000 | 0.0800 | m3 |  | 1.4 Accessories & Parts - Fire Ext
[0307300000000] 1.2mm x L210mm Drum Holder Disc And Bar- Auto HR, c/w Mixed Colour, Material: 1.2mm EG Plate |  |  |  | 0307300000000 | 0303010000000 | 0.1000 | kg |  | 1.2 Accessories & Parts - HR
[0307300000000] 1.2mm x L210mm Drum Holder Disc And Bar- Auto HR, c/w Mixed Colour, Material: 1.2mm EG Plate |  |  |  | 0307300000000 | 0306550000000 | 1.0000 | nos. |  | 1.2 Accessories & Parts - HR
[0307300000000] 1.2mm x L210mm Drum Holder Disc And Bar- Auto HR, c/w Mixed Colour, Material: 1.2mm EG Plate |  |  |  | 0307300000000 | 0306480000000 | 5.0000 | nos. |  | 1.2 Accessories & Parts - HR
[0307300100000] 1.2Mm X L155Mm,Drum Holder Disc And Bar - Auto Slim Hosereel ,,C/W Mixed Colour,,Material: 1.2Mm Eg Plate, |  |  |  | 0307300100000 | 0306560000000 | 5.0000 | nos. |  | 1.2 Accessories & Parts - HR
[0307300100000] 1.2Mm X L155Mm,Drum Holder Disc And Bar - Auto Slim Hosereel ,,C/W Mixed Colour,,Material: 1.2Mm Eg Plate, |  |  |  | 0307300100000 | 0306550000000 | 1.0000 | nos. |  | 1.2 Accessories & Parts - HR
[0307300100000] 1.2Mm X L155Mm,Drum Holder Disc And Bar - Auto Slim Hosereel ,,C/W Mixed Colour,,Material: 1.2Mm Eg Plate, |  |  |  | 0307300100000 | 0303010000000 | 0.0500 | kg |  | 1.2 Accessories & Parts - HR
[0307310000000] 1.2mm x L210mm, Drum Holder Disc And Bar For HR SS316, Bare Finish, Material: 1.2mm SS316 |  |  |  | 0307310000000 | 0308840000000 | 1.0000 | nos. |  | 1.2 Accessories & Parts - HR
[0307310000000] 1.2mm x L210mm, Drum Holder Disc And Bar For HR SS316, Bare Finish, Material: 1.2mm SS316 |  |  |  | 0307310000000 | 0308830000000 | 5.0000 | nos. |  | 1.2 Accessories & Parts - HR
[0307310300000] 1.2mm X L210mm, Drum Holder Disc And Bar HR Bare Finish, Material: 1.2mm SS304, |  |  |  | 0307310300000 | 0308830100000 | 5.0000 | nos. |  | 1.2 Accessories & Parts - HR
[0307310300000] 1.2mm X L210mm, Drum Holder Disc And Bar HR Bare Finish, Material: 1.2mm SS304, |  |  |  | 0307310300000 | 0308840100000 | 1.0000 | nos. |  | 1.2 Accessories & Parts - HR
[0307310300001] 1.2mm X L210mm, Drum Holder Disc And Bar HR Red Color Finish, Material: 1.2mm SS304, |  |  |  | 0307310300001 | 0308830100000 | 5.0000 | nos. |  | 1.2 Accessories & Parts - HR
[0307310300001] 1.2mm X L210mm, Drum Holder Disc And Bar HR Red Color Finish, Material: 1.2mm SS304, |  |  |  | 0307310300001 | 0303010000000 | 0.0200 | kg |  | 1.2 Accessories & Parts - HR
[0307310300001] 1.2mm X L210mm, Drum Holder Disc And Bar HR Red Color Finish, Material: 1.2mm SS304, |  |  |  | 0307310300001 | 0308840100000 | 1.0000 | nos. |  | 1.2 Accessories & Parts - HR
[0307320000000] Dia.525Mm,,Drum Plate - Front With Center 100Mm Hole,,,Hairline,,1.0Mm,Ss316, |  |  |  | 0307320000000 | 0310460100000 | 0.1300 | nos. |  | 1.2 Accessories & Parts - HR
[0307330000000] Dia. 525mm Drum Plate - Rear, SS316 Hairline, 1.0mm |  |  |  | 0307330000000 | 0310460100000 | 0.1300 | nos. |  | 1.2 Accessories & Parts - HR
[0307330100000] Dia.525Mm,Drum Plate - Rear, Ss316,C/W Red Color,,Ss316 |  |  |  | 0307330100000 | 0310460100000 | 0.1300 | nos. |  | 1.2 Accessories & Parts - HR
[0307330100000] Dia.525Mm,Drum Plate - Rear, Ss316,C/W Red Color,,Ss316 |  |  |  | 0307330100000 | 0303010000000 | 0.0200 | kg |  | 1.2 Accessories & Parts - HR
[0307330200001] Dia.525mm, Drum Plate - Rear, Red Color, 1.0mm, SS304 |  |  |  | 0307330200001 | 0310460000000 | 0.1300 | nos. |  | 1.2 Accessories & Parts - HR
[0307330200001] Dia.525mm, Drum Plate - Rear, Red Color, 1.0mm, SS304 |  |  |  | 0307330200001 | 0303010000000 | 0.0200 | kg |  | 1.2 Accessories & Parts - HR
[0307340000000] Hose Rack - Pin Bar, L = 495Mm,Material: Aluminum |  |  |  | 0307340000000 | 0312670000000 | 0.0900 | nos.
[0307410000000] Body Belt c/w Hex Bolt Set (M5X10mm) - For 2kg Halotron FX, Material: SS304 |  |  |  | 0307410000000 | 0310460000000 | 0.0100 | nos. |  | 1.4 Accessories & Parts - Fire Ext
[0307410000000] Body Belt c/w Hex Bolt Set (M5X10mm) - For 2kg Halotron FX, Material: SS304 |  |  |  | 0307410000000 | 0302820400000 | 1.0000 | set |  | 1.4 Accessories & Parts - Fire Ext
[0307410100000] Body Belt - 3kg Cylinder, Material: SS304 |  |  |  | 0307410100000 | 0302820400000 | 1.0000 | set |  | 1.4 Accessories & Parts - Fire Ext
[0307410100000] Body Belt - 3kg Cylinder, Material: SS304 |  |  |  | 0307410100000 | 0310460000000 | 0.0100 | nos. |  | 1.4 Accessories & Parts - Fire Ext
[0307420000000] Body Belt - 4kg Halotron Fx, Material: Stainless Steel SS304 |  |  |  | 0307420000000 | 0310460000000 | 0.0100 | nos. |  | 1.4 Accessories & Parts - Fire Ext
[0307420000000] Body Belt - 4kg Halotron Fx, Material: Stainless Steel SS304 |  |  |  | 0307420000000 | 0302820400000 | 1.0000 | set |  | 1.4 Accessories & Parts - Fire Ext
[0307430000000] Body Belt c/w Hex Bolt Set (M5X10mm) - For 6kg Halotron FX, Material: Stainless Steel SS304 |  |  |  | 0307430000000 | 0302820400000 | 1.0000 | set |  | 1.4 Accessories & Parts - Fire Ext
[0307430000000] Body Belt c/w Hex Bolt Set (M5X10mm) - For 6kg Halotron FX, Material: Stainless Steel SS304 |  |  |  | 0307430000000 | 0310460000000 | 0.0100 | nos. |  | 1.4 Accessories & Parts - Fire Ext
[0307580400000] 6" Hand Wheel c/w 15mm +0.3/-0mm Square Hole, Black Color, Material: Cast Iron |  |  |  | 0307580400000 | 0307580000000 | 1.0000 | nos. |  | 1.3 Component/ Parts - For Hydrant Valves (LP&HP)
[0307920300000] Powder Controllable Discharge Gun - Type 1, Inlet: 3/8" x 6m, Orifice Dia: 16mm |  |  |  | 0307920300000 | 0307920000000 | 1.0000 | nos. |  | 1.4 Accessories & Parts - Fire Ext
[0307920300000] Powder Controllable Discharge Gun - Type 1, Inlet: 3/8" x 6m, Orifice Dia: 16mm |  |  |  | 0307920300000 | 0318590000000 | 1.0000 | nos. |  | 1.4 Accessories & Parts - Fire Ext
[0307920300000] Powder Controllable Discharge Gun - Type 1, Inlet: 3/8" x 6m, Orifice Dia: 16mm |  |  |  | 0307920300000 | 0307920200000 | 1.0000 | nos. |  | 1.4 Accessories & Parts - Fire Ext
[0307920400000] Powder Controllable Discharge Gun - Type 2, Inlet: 3/4" x 6m, Orifice Dia: 16mm |  |  |  | 0307920400000 | 0303090100000 | 1.0000 | nos. |  | 1.4 Accessories & Parts - Fire Ext
[0307920400000] Powder Controllable Discharge Gun - Type 2, Inlet: 3/4" x 6m, Orifice Dia: 16mm |  |  |  | 0307920400000 | 0307930500000 | 1.0000 | nos. |  | 1.4 Accessories & Parts - Fire Ext
[0307920400000] Powder Controllable Discharge Gun - Type 2, Inlet: 3/4" x 6m, Orifice Dia: 16mm |  |  |  | 0307920400000 | 0307920000000 | 1.0000 | nos. |  | 1.4 Accessories & Parts - Fire Ext
[0307920400000] Powder Controllable Discharge Gun - Type 2, Inlet: 3/4" x 6m, Orifice Dia: 16mm |  |  |  | 0307920400000 | 0318590000000 | 1.0000 | nos. |  | 1.4 Accessories & Parts - Fire Ext
[0307920400000] Powder Controllable Discharge Gun - Type 2, Inlet: 3/4" x 6m, Orifice Dia: 16mm |  |  |  | 0307920400000 | 0307920100000 | 1.0000 | nos. |  | 1.4 Accessories & Parts - Fire Ext
[0307920600000] Foam Controllable Discharge Gun-Type 3, For All Foam Trolley Fx,,Inlet: 3/4" X 6M, Orifice Dia: 8 Mm X 4 Nos Holes, |  |  |  | 0307920600000 | 0307920000000 | 1.0000 | nos. |  | 1.4 Accessories & Parts - Fire Ext
[0307920600000] Foam Controllable Discharge Gun-Type 3, For All Foam Trolley Fx,,Inlet: 3/4" X 6M, Orifice Dia: 8 Mm X 4 Nos Holes, |  |  |  | 0307920600000 | 0318600000000 | 1.0000 | nos. |  | 1.4 Accessories & Parts - Fire Ext
[0307920600000] Foam Controllable Discharge Gun-Type 3, For All Foam Trolley Fx,,Inlet: 3/4" X 6M, Orifice Dia: 8 Mm X 4 Nos Holes, |  |  |  | 0307920600000 | 0307920100000 | 1.0000 | nos. |  | 1.4 Accessories & Parts - Fire Ext
[0307980320011] 800mm(H)X800mm(L)X361mm(D)X1.2mm,Cabinet For Hose Reel,Empty Complete,Wall Mounted, Non- Weatherproof,Non Lockable,Red Colour,Thumb Latch Knob,Full Panel Door With Reinforcement Bar Without Viewing Glass,Back Of Cabinet Is Not Fully Covered Up, Material: EG |  |  |  | 0307980320011 | 0305420100000 | 1.0000 | nos.
[0307980320011] 800mm(H)X800mm(L)X361mm(D)X1.2mm,Cabinet For Hose Reel,Empty Complete,Wall Mounted, Non- Weatherproof,Non Lockable,Red Colour,Thumb Latch Knob,Full Panel Door With Reinforcement Bar Without Viewing Glass,Back Of Cabinet Is Not Fully Covered Up, Material: EG |  |  |  | 0307980320011 | 0303010000000 | 0.1000 | kg
[0307980320011] 800mm(H)X800mm(L)X361mm(D)X1.2mm,Cabinet For Hose Reel,Empty Complete,Wall Mounted, Non- Weatherproof,Non Lockable,Red Colour,Thumb Latch Knob,Full Panel Door With Reinforcement Bar Without Viewing Glass,Back Of Cabinet Is Not Fully Covered Up, Material: EG |  |  |  | 0307980320011 | 0304890000000 | 2.0000 | nos.
[0307980323002] 800mm(W) x 1500(H) x 361mm(D) x 1.5mm, Material EG, Fire Hose Reel Cabinet, Empty Complete, C/W Level Lock W/O Key, Full Panel Door W/O Viewing Glass, Self-Standing Leg, C/W White Wording "Fire Hose Reel" Without Instruction Wording, Finishing: RAL 3000 Red Color. |  |  |  | 0307980323002 | 0303604700000 | 1.5000 | pcs
[0307980323002] 800mm(W) x 1500(H) x 361mm(D) x 1.5mm, Material EG, Fire Hose Reel Cabinet, Empty Complete, C/W Level Lock W/O Key, Full Panel Door W/O Viewing Glass, Self-Standing Leg, C/W White Wording "Fire Hose Reel" Without Instruction Wording, Finishing: RAL 3000 Red Color. |  |  |  | 0307980323002 | 0303010000000 | 0.5000 | kg
[0307980323002] 800mm(W) x 1500(H) x 361mm(D) x 1.5mm, Material EG, Fire Hose Reel Cabinet, Empty Complete, C/W Level Lock W/O Key, Full Panel Door W/O Viewing Glass, Self-Standing Leg, C/W White Wording "Fire Hose Reel" Without Instruction Wording, Finishing: RAL 3000 Red Color. |  |  |  | 0307980323002 | 0323771900000 | 4.0000 | set
[0307980323002] 800mm(W) x 1500(H) x 361mm(D) x 1.5mm, Material EG, Fire Hose Reel Cabinet, Empty Complete, C/W Level Lock W/O Key, Full Panel Door W/O Viewing Glass, Self-Standing Leg, C/W White Wording "Fire Hose Reel" Without Instruction Wording, Finishing: RAL 3000 Red Color. |  |  |  | 0307980323002 | 0304900000000 | 3.0000 | nos.
[0307980323005] 950mm(W) x 800mm(H) x 361mm(D) x 1.2mm, Material: EG, Hosereel & Fire extinguisher Cabinet, Empty Complete,Finishing Colour Code: RAL6015, Full Panel Door, Non Weatherproof, Cylindrical Lock, Back of Cabinet is Fully Covered Up, Standard Wording In White Colour. |  |  |  | 0307980323005 | 0323771900000 | 4.0000 | set
[0307980323005] 950mm(W) x 800mm(H) x 361mm(D) x 1.2mm, Material: EG, Hosereel & Fire extinguisher Cabinet, Empty Complete,Finishing Colour Code: RAL6015, Full Panel Door, Non Weatherproof, Cylindrical Lock, Back of Cabinet is Fully Covered Up, Standard Wording In White Colour. |  |  |  | 0307980323005 | 0305420000000 | 1.0000 | pcs
[0307980323005] 950mm(W) x 800mm(H) x 361mm(D) x 1.2mm, Material: EG, Hosereel & Fire extinguisher Cabinet, Empty Complete,Finishing Colour Code: RAL6015, Full Panel Door, Non Weatherproof, Cylindrical Lock, Back of Cabinet is Fully Covered Up, Standard Wording In White Colour. |  |  |  | 0307980323005 | 0304890000000 | 2.0000 | nos.
[0307980323005] 950mm(W) x 800mm(H) x 361mm(D) x 1.2mm, Material: EG, Hosereel & Fire extinguisher Cabinet, Empty Complete,Finishing Colour Code: RAL6015, Full Panel Door, Non Weatherproof, Cylindrical Lock, Back of Cabinet is Fully Covered Up, Standard Wording In White Colour. |  |  |  | 0307980323005 | 0316450100000 | 0.2000 | kg
[0307983623002] 600mm(H)x600mm(L)x100mm(D)x30mm(Frame) x 1.0mm, Material: SS316, Hose Reel Frame & Door,Empty Complete,Hairline Finishing,C/w Lock & Key, Full Panel Without Wording |  |  |  | 0307983623002 | 0310460100000 | 0.4000 | nos.
[0307983623002] 600mm(H)x600mm(L)x100mm(D)x30mm(Frame) x 1.0mm, Material: SS316, Hose Reel Frame & Door,Empty Complete,Hairline Finishing,C/w Lock & Key, Full Panel Without Wording |  |  |  | 0307983623002 | 0304900000000 | 2.0000 | nos.
[0308010024001] Recess Type Fire Fighting Locker (Type A), Double Door Cabinet, W 650mm x H 650mm x D 280mm x Frame 20mm x Thickness 1.2 mm,Empty Complete,Non Lockable Stainless Steel Cylindrical Lock, Material: Mild Steel, Colour: Red (RAL 3001), White Colour Arial Narrow Bold Wording: COMBATE A INCÊNDIO COM ÁGUA |  |  |  | 0308010024001 | 0303010000000 | 0.3500 | kg
[0308010024001] Recess Type Fire Fighting Locker (Type A), Double Door Cabinet, W 650mm x H 650mm x D 280mm x Frame 20mm x Thickness 1.2 mm,Empty Complete,Non Lockable Stainless Steel Cylindrical Lock, Material: Mild Steel, Colour: Red (RAL 3001), White Colour Arial Narrow Bold Wording: COMBATE A INCÊNDIO COM ÁGUA |  |  |  | 0308010024001 | 0305420400000 | 0.5000 | pcs
[0308010024001] Recess Type Fire Fighting Locker (Type A), Double Door Cabinet, W 650mm x H 650mm x D 280mm x Frame 20mm x Thickness 1.2 mm,Empty Complete,Non Lockable Stainless Steel Cylindrical Lock, Material: Mild Steel, Colour: Red (RAL 3001), White Colour Arial Narrow Bold Wording: COMBATE A INCÊNDIO COM ÁGUA |  |  |  | 0308010024001 | 0305420000000 | 0.0800 | pcs
[0308010024001] Recess Type Fire Fighting Locker (Type A), Double Door Cabinet, W 650mm x H 650mm x D 280mm x Frame 20mm x Thickness 1.2 mm,Empty Complete,Non Lockable Stainless Steel Cylindrical Lock, Material: Mild Steel, Colour: Red (RAL 3001), White Colour Arial Narrow Bold Wording: COMBATE A INCÊNDIO COM ÁGUA |  |  |  | 0308010024001 | 0304890300000 | 4.0000 | nos.
[0308010024003] Cabinet For Life Jacket Storage Box - 2 Layers Marine Paint Orange Colour (RAL 2008),Empty Complete, c/w 2 Toggle Latch Lock, 1200mm (W) x 700mm (H) x 1000mm (D), Material: EG2.0mm |  |  |  | 0308010024003 | 0308085500000 | 3.0000 | nos.
[0308010024003] Cabinet For Life Jacket Storage Box - 2 Layers Marine Paint Orange Colour (RAL 2008),Empty Complete, c/w 2 Toggle Latch Lock, 1200mm (W) x 700mm (H) x 1000mm (D), Material: EG2.0mm |  |  |  | 0308010024003 | 0311770100000 | 2.0000 | nos.
[0308010024003] Cabinet For Life Jacket Storage Box - 2 Layers Marine Paint Orange Colour (RAL 2008),Empty Complete, c/w 2 Toggle Latch Lock, 1200mm (W) x 700mm (H) x 1000mm (D), Material: EG2.0mm |  |  |  | 0308010024003 | 0310500000000 | 2.5000 | nos.
[0308010024003] Cabinet For Life Jacket Storage Box - 2 Layers Marine Paint Orange Colour (RAL 2008),Empty Complete, c/w 2 Toggle Latch Lock, 1200mm (W) x 700mm (H) x 1000mm (D), Material: EG2.0mm |  |  |  | 0308010024003 | 0312490000000 | 1.0000 | nos.
[0308010024003] Cabinet For Life Jacket Storage Box - 2 Layers Marine Paint Orange Colour (RAL 2008),Empty Complete, c/w 2 Toggle Latch Lock, 1200mm (W) x 700mm (H) x 1000mm (D), Material: EG2.0mm |  |  |  | 0308010024003 | 0311660900000 | 3.0000 | ltr
[0308010024003] Cabinet For Life Jacket Storage Box - 2 Layers Marine Paint Orange Colour (RAL 2008),Empty Complete, c/w 2 Toggle Latch Lock, 1200mm (W) x 700mm (H) x 1000mm (D), Material: EG2.0mm |  |  |  | 0308010024003 | 0311661000000 | 3.0000 | ltr
[0308012200000] 560mm(L) x 280mm(H) x 150mm(D) x 1.2mm, Single Fire Hose Fixed Cradle - Empty, Red Colour, Material : Electro Galvanised |  |  |  | 0308012200000 | 0305420000000 | 0.1500 | pcs
[0308012200000] 560mm(L) x 280mm(H) x 150mm(D) x 1.2mm, Single Fire Hose Fixed Cradle - Empty, Red Colour, Material : Electro Galvanised |  |  |  | 0308012200000 | 0303010000000 | 0.0200 | kg
[0308026425001] 850mm(W) X 970mm(H) X 100mm(D) X 30mm Frame x 1.2mm - Cabinet For Hose Reel Frame & Door, Non Weather Proof, Non-Lockable, Red Colour, Cylindrical Lock, Full Panel Door, Material: EG, Standard wording in white. |  |  |  | 0308026425001 | 0305420000000 | 0.7000 | pcs
[0308026425001] 850mm(W) X 970mm(H) X 100mm(D) X 30mm Frame x 1.2mm - Cabinet For Hose Reel Frame & Door, Non Weather Proof, Non-Lockable, Red Colour, Cylindrical Lock, Full Panel Door, Material: EG, Standard wording in white. |  |  |  | 0308026425001 | 0303010000000 | 0.3500 | kg
[0308026425001] 850mm(W) X 970mm(H) X 100mm(D) X 30mm Frame x 1.2mm - Cabinet For Hose Reel Frame & Door, Non Weather Proof, Non-Lockable, Red Colour, Cylindrical Lock, Full Panel Door, Material: EG, Standard wording in white. |  |  |  | 0308026425001 | 0304890300000 | 3.0000 | nos.
[0308031022001] 860mm(H)X860mm(L)X361mm(D)X30mm(F)X1.0mm,Hose Reel Cabinet,Empty Complete,Recess,Back Fully Covered,Hairline,Full Panel Door,Special Round Push Lock,Internal Mounting Bracket & Special Artwork For HR Logo,Material: SS304 |  |  |  | 0308031022001 | 0310460000000 | 1.0000 | nos.
[0308031022001] 860mm(H)X860mm(L)X361mm(D)X30mm(F)X1.0mm,Hose Reel Cabinet,Empty Complete,Recess,Back Fully Covered,Hairline,Full Panel Door,Special Round Push Lock,Internal Mounting Bracket & Special Artwork For HR Logo,Material: SS304 |  |  |  | 0308031022001 | 0304900000000 | 2.0000 | nos.
[0308034000000] 6.0Kg,Automatic Stored Pressure Abc Fire Extinguisher (Vertical Type)-Empty Complete,,Red Colour,"T" Bracket,,Mild Steel |  |  |  | 0308034000000 | 0309790000000 | 1.0000 | nos.
[0308034000000] 6.0Kg,Automatic Stored Pressure Abc Fire Extinguisher (Vertical Type)-Empty Complete,,Red Colour,"T" Bracket,,Mild Steel |  |  |  | 0308034000000 | 0303570100000 | 0.0001 | pcs
[0308034000000] 6.0Kg,Automatic Stored Pressure Abc Fire Extinguisher (Vertical Type)-Empty Complete,,Red Colour,"T" Bracket,,Mild Steel |  |  |  | 0308034000000 | 0303010000000 | 0.0001 | kg
[0308062200000] 2" Firehose Pin Rack For Right Angle Landing Valve Type, Empty Complete,Red Polyester Powder Coated, |  |  |  | 0308062200000 | 0303600500000 | 0.0500 | pcs
[0308062200000] 2" Firehose Pin Rack For Right Angle Landing Valve Type, Empty Complete,Red Polyester Powder Coated, |  |  |  | 0308062200000 | 0303010000000 | 0.2000 | kg
[0308075900000] Pin Rack - 2" Nipple , Empty Complete,Galvanise,Mild Steel |  |  |  | 0308075900000 | 0323765900000 | 0.0200 | nos.
[0308079100000] 15MM (6"),BUFFER PLATE (FOR DIA. 60MM SPRINKLER HEAD),BARE FINISH,1.5MM ALUMINIUM PLATE |  |  |  | 0308079100000 | 0311210000000 | 0.0100 | pcs
[0308082700000] 6' ANSI #150 RF,6' ANSI #150 RF, 4 Way Breeching Inlet, Empty Complete,Red |  |  |  | 0308082700000 | 0311660900000 | 0.1000 | ltr
[0308082700000] 6' ANSI #150 RF,6' ANSI #150 RF, 4 Way Breeching Inlet, Empty Complete,Red |  |  |  | 0308082700000 | 0311660800000 | 0.5000 | ltr
[0308082700000] 6' ANSI #150 RF,6' ANSI #150 RF, 4 Way Breeching Inlet, Empty Complete,Red |  |  |  | 0308082700000 | 0303070100000 | 1.0000 | nos.
[0308085500000] Hinge - SS Butterfly Hinge (90mm x 60mm x 3mm - 4.5mm Pin), |  |  |  | 0308085500000 | 0304370000000 | 0.0500 | pcs
[0308095800000] Flange - Weld Neck Flange 4" PN16 FF c/w 4" BSP Thread, Bare Finish, Material: Carbon Steel (ASTM A105N) |  |  |  | 0308095800000 | 0319670000000 | 1.0000 | nos. |  | 1.3 Flanges (Welded, Slip On, Weld Neck etc.)
[0308098818001] 2 Way Water Hydrant With Pumper Connection, Empty Complete, Red Polyurethane Marine Paint (Ral3020), 6" ANSI #150 Rf Flange Inlet C/W 4" Gate Valve Bronze Cap & Ss Chain, 3" Landing Valve(free issue by client), 3" Ansi#150Ff Flange, Ph-1146 |  |  |  | 0308098818001 | 0311990000000 | 1.0000 | nos.
[0308098818001] 2 Way Water Hydrant With Pumper Connection, Empty Complete, Red Polyurethane Marine Paint (Ral3020), 6" ANSI #150 Rf Flange Inlet C/W 4" Gate Valve Bronze Cap & Ss Chain, 3" Landing Valve(free issue by client), 3" Ansi#150Ff Flange, Ph-1146 |  |  |  | 0308098818001 | 0318750000000 | 1.0000 | nos.
[0308098818001] 2 Way Water Hydrant With Pumper Connection, Empty Complete, Red Polyurethane Marine Paint (Ral3020), 6" ANSI #150 Rf Flange Inlet C/W 4" Gate Valve Bronze Cap & Ss Chain, 3" Landing Valve(free issue by client), 3" Ansi#150Ff Flange, Ph-1146 |  |  |  | 0308098818001 | 0311960000000 | 0.0200 | nos.
[0308098818001] 2 Way Water Hydrant With Pumper Connection, Empty Complete, Red Polyurethane Marine Paint (Ral3020), 6" ANSI #150 Rf Flange Inlet C/W 4" Gate Valve Bronze Cap & Ss Chain, 3" Landing Valve(free issue by client), 3" Ansi#150Ff Flange, Ph-1146 |  |  |  | 0308098818001 | 0311660900000 | 1.1500 | ltr
[0308098818001] 2 Way Water Hydrant With Pumper Connection, Empty Complete, Red Polyurethane Marine Paint (Ral3020), 6" ANSI #150 Rf Flange Inlet C/W 4" Gate Valve Bronze Cap & Ss Chain, 3" Landing Valve(free issue by client), 3" Ansi#150Ff Flange, Ph-1146 |  |  |  | 0308098818001 | 0313610000000 | 0.2000 | nos.
[0308098818001] 2 Way Water Hydrant With Pumper Connection, Empty Complete, Red Polyurethane Marine Paint (Ral3020), 6" ANSI #150 Rf Flange Inlet C/W 4" Gate Valve Bronze Cap & Ss Chain, 3" Landing Valve(free issue by client), 3" Ansi#150Ff Flange, Ph-1146 |  |  |  | 0308098818001 | 0311660800000 | 2.0000 | ltr
[0308098818001] 2 Way Water Hydrant With Pumper Connection, Empty Complete, Red Polyurethane Marine Paint (Ral3020), 6" ANSI #150 Rf Flange Inlet C/W 4" Gate Valve Bronze Cap & Ss Chain, 3" Landing Valve(free issue by client), 3" Ansi#150Ff Flange, Ph-1146 |  |  |  | 0308098818001 | 0320260000000 | 2.0000 | nos.
[0308098818001] 2 Way Water Hydrant With Pumper Connection, Empty Complete, Red Polyurethane Marine Paint (Ral3020), 6" ANSI #150 Rf Flange Inlet C/W 4" Gate Valve Bronze Cap & Ss Chain, 3" Landing Valve(free issue by client), 3" Ansi#150Ff Flange, Ph-1146 |  |  |  | 0308098818001 | 0320410000000 | 0.0500 | nos.
[0308116200000] 138mm(H) x 138mm(L) x 47mm(D) x 1.2mm - Wall Mounted Lockable Jet Nozzle Cabinet W/O Key - Empty Complete, Red Colour, Lock & Key, Plain Glass, Material: EG |  |  |  | 0308116200000 | 0304890000000 | 1.0000 | nos.
[0308116200000] 138mm(H) x 138mm(L) x 47mm(D) x 1.2mm - Wall Mounted Lockable Jet Nozzle Cabinet W/O Key - Empty Complete, Red Colour, Lock & Key, Plain Glass, Material: EG |  |  |  | 0308116200000 | 0305420000000 | 0.0500 | pcs
[0308116200000] 138mm(H) x 138mm(L) x 47mm(D) x 1.2mm - Wall Mounted Lockable Jet Nozzle Cabinet W/O Key - Empty Complete, Red Colour, Lock & Key, Plain Glass, Material: EG |  |  |  | 0308116200000 | 0303010000000 | 0.0500 | kg
[0308124324001] 190Mm(L)X210Mm(D)X2.0Mm,Anti Theft Bracket For Oblique LV, Material: EG 2.0 mm |  |  |  | 0308124324001 | 0310500000000 | 0.0150 | nos.
[0308124325001] 281Mm(L)x30Mm(W)x60+/-3Mm(H)X30Mm(W)2Mm,Anti Theft Bracket For Air Release Valve,Eg 2Mm |  |  |  | 0308124325001 | 0310500000000 | 0.0100 | nos.
[0308124325002] 150Mm(L)X225Mm(D)X2.0Mm,Anti Theft Bracket For Oblique LV, Material: EG 2.0 mm |  |  |  | 0308124325002 | 0310500000000 | 0.0100 | nos.
[0308125300000] ,YAMAL, NOVEC CYLINDER CLAMP,,2 LAYER PAINT TO RAL3001,,MATERIAL: CARBON STEEL, |  |  |  | 0308125300000 | 0323810800000 | 0.0100 | kg
[0308125300000] ,YAMAL, NOVEC CYLINDER CLAMP,,2 LAYER PAINT TO RAL3001,,MATERIAL: CARBON STEEL, |  |  |  | 0308125300000 | 0313671000000 | 1.0000 | pcs
[0308136423001] 960W X 815D X 570H, Foam Tank 250L Empty Complete, Red Finished, Material: 4mm SS316 |  |  |  | 0308136423001 | 0311660800000 | 0.5000 | ltr
[0308136423001] 960W X 815D X 570H, Foam Tank 250L Empty Complete, Red Finished, Material: 4mm SS316 |  |  |  | 0308136423001 | 0302080300000 | 1.0000 | nos.
[0308136423001] 960W X 815D X 570H, Foam Tank 250L Empty Complete, Red Finished, Material: 4mm SS316 |  |  |  | 0308136423001 | 0311660900000 | 0.1000 | ltr
[0308136423001] 960W X 815D X 570H, Foam Tank 250L Empty Complete, Red Finished, Material: 4mm SS316 |  |  |  | 0308136423001 | 0320430000000 | 2.0000 | nos.
[0308136423001] 960W X 815D X 570H, Foam Tank 250L Empty Complete, Red Finished, Material: 4mm SS316 |  |  |  | 0308136423001 | 0318870200000 | 2.0000 | nos.
[0308136423001] 960W X 815D X 570H, Foam Tank 250L Empty Complete, Red Finished, Material: 4mm SS316 |  |  |  | 0308136423001 | 0302080200000 | 1.0000 | nos.
[0308136500000] 960W X 815D X 570H,Foam Tank 60 Gallons,,Red Finished,, SS304 |  |  |  | 0308136500000 | 0311660900000 | 0.1000 | ltr
[0308136500000] 960W X 815D X 570H,Foam Tank 60 Gallons,,Red Finished,, SS304 |  |  |  | 0308136500000 | 0302080300000 | 1.0000 | nos.
[0308136500000] 960W X 815D X 570H,Foam Tank 60 Gallons,,Red Finished,, SS304 |  |  |  | 0308136500000 | 0311660800000 | 0.5000 | ltr
[0308136500000] 960W X 815D X 570H,Foam Tank 60 Gallons,,Red Finished,, SS304 |  |  |  | 0308136500000 | 0318870200000 | 2.0000 | nos.
[0308136500000] 960W X 815D X 570H,Foam Tank 60 Gallons,,Red Finished,, SS304 |  |  |  | 0308136500000 | 0316250300000 | 2.0000 | nos.
[0308900000000] Hose Reel Drum - 1" Mild Steel, Red Colour |  |  |  | 0308900000000 | 0300800000000 | 1.0000 | nos.
[0308900000000] Hose Reel Drum - 1" Mild Steel, Red Colour |  |  |  | 0308900000000 | 0300710000000 | 1.0000 | nos.
[0308900000000] Hose Reel Drum - 1" Mild Steel, Red Colour |  |  |  | 0308900000000 | 0301270000000 | 2.0000 | nos.
[0308900000000] Hose Reel Drum - 1" Mild Steel, Red Colour |  |  |  | 0308900000000 | 0304750000000 | 1.0000 | pcs
[0308900000000] Hose Reel Drum - 1" Mild Steel, Red Colour |  |  |  | 0308900000000 | 0300540000000 | 2.0000 | nos.
[0308900000000] Hose Reel Drum - 1" Mild Steel, Red Colour |  |  |  | 0308900000000 | 0300700000000 | 1.0000 | nos.
[0308900000000] Hose Reel Drum - 1" Mild Steel, Red Colour |  |  |  | 0308900000000 | 0301340000000 | 10.0000 | nos.
[0308900024001] 1" Hose Reel Drum Empty Complete, Material: Mild Steel, c/w 1" Hose Reel Armset Assembly without Holes, Finishing Blue Color |  |  |  | 0308900024001 | 0316410000000 | 1.0000 | pcs |  | 1.1 Complete Assembly - HR
[0308900024001] 1" Hose Reel Drum Empty Complete, Material: Mild Steel, c/w 1" Hose Reel Armset Assembly without Holes, Finishing Blue Color |  |  |  | 0308900024001 | 0311661800000 | 0.3400 | ltr |  | 1.1 Complete Assembly - HR
[0308900024001] 1" Hose Reel Drum Empty Complete, Material: Mild Steel, c/w 1" Hose Reel Armset Assembly without Holes, Finishing Blue Color |  |  |  | 0308900024001 | 0300800000000 | 1.0000 | nos. |  | 1.1 Complete Assembly - HR
[0308900024001] 1" Hose Reel Drum Empty Complete, Material: Mild Steel, c/w 1" Hose Reel Armset Assembly without Holes, Finishing Blue Color |  |  |  | 0308900024001 | 0306480000000 | 5.0000 | nos. |  | 1.1 Complete Assembly - HR
[0308900024001] 1" Hose Reel Drum Empty Complete, Material: Mild Steel, c/w 1" Hose Reel Armset Assembly without Holes, Finishing Blue Color |  |  |  | 0308900024001 | 0306550000000 | 1.0000 | nos. |  | 1.1 Complete Assembly - HR
[0308930000000] Hose Reel Drum - 3/4" Mild Steel, Red Colour |  |  |  | 0308930000000 | 0301270000000 | 2.0000 | nos.
[0308930000000] Hose Reel Drum - 3/4" Mild Steel, Red Colour |  |  |  | 0308930000000 | 0306470000000 | 1.0000 | nos.
[0308930000000] Hose Reel Drum - 3/4" Mild Steel, Red Colour |  |  |  | 0308930000000 | 0300670000000 | 1.0000 | nos.
[0308930000000] Hose Reel Drum - 3/4" Mild Steel, Red Colour |  |  |  | 0308930000000 | 0300810000000 | 1.0000 | nos.
[0308930000000] Hose Reel Drum - 3/4" Mild Steel, Red Colour |  |  |  | 0308930000000 | 0300540000000 | 2.0000 | nos.
[0308930000000] Hose Reel Drum - 3/4" Mild Steel, Red Colour |  |  |  | 0308930000000 | 0304740000000 | 1.0000 | nos.
[0308991223002] 595mm(L)x595mm(H)x295mm(D)x1mm, Cabinet For Breeching Inlet 4 Way Wall Mount,Empty Complete,"Sprinkler Breeching Inlet," Hairline finish, c/w Full Panel Door ,Cylindrical Lock, Material : SS304 |  |  |  | 0308991223002 | 0310460000000 | 1.0000 | nos.
[0308991223002] 595mm(L)x595mm(H)x295mm(D)x1mm, Cabinet For Breeching Inlet 4 Way Wall Mount,Empty Complete,"Sprinkler Breeching Inlet," Hairline finish, c/w Full Panel Door ,Cylindrical Lock, Material : SS304 |  |  |  | 0308991223002 | 0304900000000 | 2.0000 | nos.
[0309780000000] Empty Cylinder - Size 4kg (Vol. 4.7L) For ABC/Halotron SP, Red Colour |  |  |  | 0309780000000 | 0302350000000 | 0.1200 | kg |  | 1.4 Accessories & Parts - Fire Ext
[0309780000000] Empty Cylinder - Size 4kg (Vol. 4.7L) For ABC/Halotron SP, Red Colour |  |  |  | 0309780000000 | 0300720000000 | 1.0000 | nos. |  | 1.4 Accessories & Parts - Fire Ext
[0309780000000] Empty Cylinder - Size 4kg (Vol. 4.7L) For ABC/Halotron SP, Red Colour |  |  |  | 0309780000000 | 0302360000000 | 0.0800 | m3 |  | 1.4 Accessories & Parts - Fire Ext
[0309780000000] Empty Cylinder - Size 4kg (Vol. 4.7L) For ABC/Halotron SP, Red Colour |  |  |  | 0309780000000 | 0303511000000 | 0.6667 | pcs |  | 1.4 Accessories & Parts - Fire Ext
[0309780000000] Empty Cylinder - Size 4kg (Vol. 4.7L) For ABC/Halotron SP, Red Colour |  |  |  | 0309780000000 | 0302340000000 | 0.0400 | kg |  | 1.4 Accessories & Parts - Fire Ext
[0309780000000] Empty Cylinder - Size 4kg (Vol. 4.7L) For ABC/Halotron SP, Red Colour |  |  |  | 0309780000000 | 0301070000000 | 0.1200 | kg |  | 1.4 Accessories & Parts - Fire Ext
[0309780000000] Empty Cylinder - Size 4kg (Vol. 4.7L) For ABC/Halotron SP, Red Colour |  |  |  | 0309780000000 | 0303010000000 | 0.0900 | kg |  | 1.4 Accessories & Parts - Fire Ext
[0309780300000] Empty Cylinder - Size 4Ltr/3Ltr Watermist (Vol. 4.7L) SP, c/w Internal Lining, Red Colour |  |  |  | 0309780300000 | 0302360000000 | 0.0800 | m3 |  | 1.4 Accessories & Parts - Fire Ext
[0309780300000] Empty Cylinder - Size 4Ltr/3Ltr Watermist (Vol. 4.7L) SP, c/w Internal Lining, Red Colour |  |  |  | 0309780300000 | 0303511000000 | 0.6667 | pcs |  | 1.4 Accessories & Parts - Fire Ext
[0309780300000] Empty Cylinder - Size 4Ltr/3Ltr Watermist (Vol. 4.7L) SP, c/w Internal Lining, Red Colour |  |  |  | 0309780300000 | 0300720000000 | 1.0000 | nos. |  | 1.4 Accessories & Parts - Fire Ext
[0309780300000] Empty Cylinder - Size 4Ltr/3Ltr Watermist (Vol. 4.7L) SP, c/w Internal Lining, Red Colour |  |  |  | 0309780300000 | 0302350000000 | 0.1200 | kg |  | 1.4 Accessories & Parts - Fire Ext
[0309780300000] Empty Cylinder - Size 4Ltr/3Ltr Watermist (Vol. 4.7L) SP, c/w Internal Lining, Red Colour |  |  |  | 0309780300000 | 0303010000000 | 0.0900 | kg |  | 1.4 Accessories & Parts - Fire Ext
[0309780300000] Empty Cylinder - Size 4Ltr/3Ltr Watermist (Vol. 4.7L) SP, c/w Internal Lining, Red Colour |  |  |  | 0309780300000 | 0301070000000 | 0.1200 | kg |  | 1.4 Accessories & Parts - Fire Ext
[0309780300000] Empty Cylinder - Size 4Ltr/3Ltr Watermist (Vol. 4.7L) SP, c/w Internal Lining, Red Colour |  |  |  | 0309780300000 | 0302340000000 | 0.0400 | kg |  | 1.4 Accessories & Parts - Fire Ext
[0309790000000] Empty Cylinder - Size 6kg (Vol. 8.7L) For ABC/Halotron SP, Red Colour |  |  |  | 0309790000000 | 0302360000000 | 0.0800 | m3 |  | 1.4 Accessories & Parts - Fire Ext
[0309790000000] Empty Cylinder - Size 6kg (Vol. 8.7L) For ABC/Halotron SP, Red Colour |  |  |  | 0309790000000 | 0302340000000 | 0.0400 | kg |  | 1.4 Accessories & Parts - Fire Ext
[0309790000000] Empty Cylinder - Size 6kg (Vol. 8.7L) For ABC/Halotron SP, Red Colour |  |  |  | 0309790000000 | 0301070000000 | 0.1500 | kg |  | 1.4 Accessories & Parts - Fire Ext
[0309790000000] Empty Cylinder - Size 6kg (Vol. 8.7L) For ABC/Halotron SP, Red Colour |  |  |  | 0309790000000 | 0303510300000 | 0.6667 | pcs |  | 1.4 Accessories & Parts - Fire Ext
[0309790000000] Empty Cylinder - Size 6kg (Vol. 8.7L) For ABC/Halotron SP, Red Colour |  |  |  | 0309790000000 | 0303010000000 | 0.1200 | kg |  | 1.4 Accessories & Parts - Fire Ext
[0309790000000] Empty Cylinder - Size 6kg (Vol. 8.7L) For ABC/Halotron SP, Red Colour |  |  |  | 0309790000000 | 0302350000000 | 0.1400 | kg |  | 1.4 Accessories & Parts - Fire Ext
[0309790000000] Empty Cylinder - Size 6kg (Vol. 8.7L) For ABC/Halotron SP, Red Colour |  |  |  | 0309790000000 | 0300720000000 | 1.0000 | nos. |  | 1.4 Accessories & Parts - Fire Ext
[0309800000000] Empty Cylinder - Size 6Ltr (Vol. 8.7L) For Water/Foam SP c/w Internal Lining, Red Colour |  |  |  | 0309800000000 | 0302340000000 | 0.0400 | kg |  | 1.4 Accessories & Parts - Fire Ext
[0309800000000] Empty Cylinder - Size 6Ltr (Vol. 8.7L) For Water/Foam SP c/w Internal Lining, Red Colour |  |  |  | 0309800000000 | 0303510300000 | 0.6700 | pcs |  | 1.4 Accessories & Parts - Fire Ext
[0309800000000] Empty Cylinder - Size 6Ltr (Vol. 8.7L) For Water/Foam SP c/w Internal Lining, Red Colour |  |  |  | 0309800000000 | 0300720000000 | 1.0000 | nos. |  | 1.4 Accessories & Parts - Fire Ext
[0309800000000] Empty Cylinder - Size 6Ltr (Vol. 8.7L) For Water/Foam SP c/w Internal Lining, Red Colour |  |  |  | 0309800000000 | 0301070000000 | 0.1500 | kg |  | 1.4 Accessories & Parts - Fire Ext
[0309800000000] Empty Cylinder - Size 6Ltr (Vol. 8.7L) For Water/Foam SP c/w Internal Lining, Red Colour |  |  |  | 0309800000000 | 0302490000000 | 0.1500 | kg |  | 1.4 Accessories & Parts - Fire Ext
[0309800000000] Empty Cylinder - Size 6Ltr (Vol. 8.7L) For Water/Foam SP c/w Internal Lining, Red Colour |  |  |  | 0309800000000 | 0303010000000 | 0.1200 | kg |  | 1.4 Accessories & Parts - Fire Ext
[0309800000000] Empty Cylinder - Size 6Ltr (Vol. 8.7L) For Water/Foam SP c/w Internal Lining, Red Colour |  |  |  | 0309800000000 | 0302360000000 | 0.0800 | m3 |  | 1.4 Accessories & Parts - Fire Ext
[0309800000000] Empty Cylinder - Size 6Ltr (Vol. 8.7L) For Water/Foam SP c/w Internal Lining, Red Colour |  |  |  | 0309800000000 | 0302350000000 | 0.0700 | kg |  | 1.4 Accessories & Parts - Fire Ext
[0309810000000] Empty Cylinder - Size 9kg (Vol. 11.1L) For ABC/Purple K SP, Red Colour |  |  |  | 0309810000000 | 0303510200000 | 1.0000 | pcs |  | 1.4 Accessories & Parts - Fire Ext
[0309810000000] Empty Cylinder - Size 9kg (Vol. 11.1L) For ABC/Purple K SP, Red Colour |  |  |  | 0309810000000 | 0302350000000 | 0.1400 | kg |  | 1.4 Accessories & Parts - Fire Ext
[0309810000000] Empty Cylinder - Size 9kg (Vol. 11.1L) For ABC/Purple K SP, Red Colour |  |  |  | 0309810000000 | 0303010000000 | 0.1400 | kg |  | 1.4 Accessories & Parts - Fire Ext
[0309810000000] Empty Cylinder - Size 9kg (Vol. 11.1L) For ABC/Purple K SP, Red Colour |  |  |  | 0309810000000 | 0300720000000 | 1.0000 | nos. |  | 1.4 Accessories & Parts - Fire Ext
[0309810000000] Empty Cylinder - Size 9kg (Vol. 11.1L) For ABC/Purple K SP, Red Colour |  |  |  | 0309810000000 | 0301070000000 | 0.1200 | kg |  | 1.4 Accessories & Parts - Fire Ext
[0309810000000] Empty Cylinder - Size 9kg (Vol. 11.1L) For ABC/Purple K SP, Red Colour |  |  |  | 0309810000000 | 0302340000000 | 0.0700 | kg |  | 1.4 Accessories & Parts - Fire Ext
[0309810000000] Empty Cylinder - Size 9kg (Vol. 11.1L) For ABC/Purple K SP, Red Colour |  |  |  | 0309810000000 | 0302360000000 | 0.0800 | m3 |  | 1.4 Accessories & Parts - Fire Ext
[0309820000000] Empty Cylinder - Size 9Ltr/6Ltr Watermist (Vol. 11.1L) SP c/w Internal Lining, Red Colour |  |  |  | 0309820000000 | 0302350000000 | 0.0900 | kg |  | 1.4 Accessories & Parts - Fire Ext
[0309820000000] Empty Cylinder - Size 9Ltr/6Ltr Watermist (Vol. 11.1L) SP c/w Internal Lining, Red Colour |  |  |  | 0309820000000 | 0301070000000 | 0.1200 | kg |  | 1.4 Accessories & Parts - Fire Ext
[0309820000000] Empty Cylinder - Size 9Ltr/6Ltr Watermist (Vol. 11.1L) SP c/w Internal Lining, Red Colour |  |  |  | 0309820000000 | 0303010000000 | 0.1400 | kg |  | 1.4 Accessories & Parts - Fire Ext
[0309820000000] Empty Cylinder - Size 9Ltr/6Ltr Watermist (Vol. 11.1L) SP c/w Internal Lining, Red Colour |  |  |  | 0309820000000 | 0300720000000 | 1.0000 | nos. |  | 1.4 Accessories & Parts - Fire Ext
[0309820000000] Empty Cylinder - Size 9Ltr/6Ltr Watermist (Vol. 11.1L) SP c/w Internal Lining, Red Colour |  |  |  | 0309820000000 | 0302490000000 | 0.2500 | kg |  | 1.4 Accessories & Parts - Fire Ext
[0309820000000] Empty Cylinder - Size 9Ltr/6Ltr Watermist (Vol. 11.1L) SP c/w Internal Lining, Red Colour |  |  |  | 0309820000000 | 0302340000000 | 0.0700 | kg |  | 1.4 Accessories & Parts - Fire Ext
[0309820000000] Empty Cylinder - Size 9Ltr/6Ltr Watermist (Vol. 11.1L) SP c/w Internal Lining, Red Colour |  |  |  | 0309820000000 | 0303510200000 | 1.0000 | pcs |  | 1.4 Accessories & Parts - Fire Ext
[0309820000000] Empty Cylinder - Size 9Ltr/6Ltr Watermist (Vol. 11.1L) SP c/w Internal Lining, Red Colour |  |  |  | 0309820000000 | 0302360000000 | 0.0800 | m3 |  | 1.4 Accessories & Parts - Fire Ext
[0309830000000] Empty Cylinder - Size 12kg (Vol. 12.1L) For ABC Cartridge, Red Colour, Marking: PT30Bar |  |  |  | 0309830000000 | 0303010000000 | 0.1400 | kg |  | 1.4 Accessories & Parts - Fire Ext
[0309830000000] Empty Cylinder - Size 12kg (Vol. 12.1L) For ABC Cartridge, Red Colour, Marking: PT30Bar |  |  |  | 0309830000000 | 0300750000000 | 1.0000 | nos. |  | 1.4 Accessories & Parts - Fire Ext
[0309830000000] Empty Cylinder - Size 12kg (Vol. 12.1L) For ABC Cartridge, Red Colour, Marking: PT30Bar |  |  |  | 0309830000000 | 0302350000000 | 0.0900 | kg |  | 1.4 Accessories & Parts - Fire Ext
[0309830000000] Empty Cylinder - Size 12kg (Vol. 12.1L) For ABC Cartridge, Red Colour, Marking: PT30Bar |  |  |  | 0309830000000 | 0301070000000 | 0.1200 | kg |  | 1.4 Accessories & Parts - Fire Ext
[0309830000000] Empty Cylinder - Size 12kg (Vol. 12.1L) For ABC Cartridge, Red Colour, Marking: PT30Bar |  |  |  | 0309830000000 | 0303511200000 | 0.1700 | pcs |  | 1.4 Accessories & Parts - Fire Ext
[0309830000000] Empty Cylinder - Size 12kg (Vol. 12.1L) For ABC Cartridge, Red Colour, Marking: PT30Bar |  |  |  | 0309830000000 | 0302340000000 | 0.0700 | kg |  | 1.4 Accessories & Parts - Fire Ext
[0309830000000] Empty Cylinder - Size 12kg (Vol. 12.1L) For ABC Cartridge, Red Colour, Marking: PT30Bar |  |  |  | 0309830000000 | 0302360000000 | 0.0800 | m3 |  | 1.4 Accessories & Parts - Fire Ext
[0309840000000] Empty Cylinder - Size 6kg (Vol. 9.4L) For ABC Cartridge, Red Colour |  |  |  | 0309840000000 | 0302340000000 | 0.0400 | kg |  | 1.4 Accessories & Parts - Fire Ext
[0309840000000] Empty Cylinder - Size 6kg (Vol. 9.4L) For ABC Cartridge, Red Colour |  |  |  | 0309840000000 | 0301070000000 | 0.1200 | kg |  | 1.4 Accessories & Parts - Fire Ext
[0309840000000] Empty Cylinder - Size 6kg (Vol. 9.4L) For ABC Cartridge, Red Colour |  |  |  | 0309840000000 | 0303510300000 | 0.6700 | pcs |  | 1.4 Accessories & Parts - Fire Ext
[0309840000000] Empty Cylinder - Size 6kg (Vol. 9.4L) For ABC Cartridge, Red Colour |  |  |  | 0309840000000 | 0302360000000 | 0.0800 | m3 |  | 1.4 Accessories & Parts - Fire Ext
[0309840000000] Empty Cylinder - Size 6kg (Vol. 9.4L) For ABC Cartridge, Red Colour |  |  |  | 0309840000000 | 0303010000000 | 0.0900 | kg |  | 1.4 Accessories & Parts - Fire Ext
[0309840000000] Empty Cylinder - Size 6kg (Vol. 9.4L) For ABC Cartridge, Red Colour |  |  |  | 0309840000000 | 0302350000000 | 0.0700 | kg |  | 1.4 Accessories & Parts - Fire Ext
[0309840000000] Empty Cylinder - Size 6kg (Vol. 9.4L) For ABC Cartridge, Red Colour |  |  |  | 0309840000000 | 0300750000000 | 1.0000 | nos. |  | 1.4 Accessories & Parts - Fire Ext
[0309860000000] Empty Cylinder - Size 9kg (Vol. 10.4L) For ABC Cartridge, Red Colour |  |  |  | 0309860000000 | 0301070000000 | 0.1200 | kg |  | 1.4 Accessories & Parts - Fire Ext
[0309860000000] Empty Cylinder - Size 9kg (Vol. 10.4L) For ABC Cartridge, Red Colour |  |  |  | 0309860000000 | 0303010000000 | 0.1400 | kg |  | 1.4 Accessories & Parts - Fire Ext
[0309860000000] Empty Cylinder - Size 9kg (Vol. 10.4L) For ABC Cartridge, Red Colour |  |  |  | 0309860000000 | 0302360000000 | 0.0800 | m3 |  | 1.4 Accessories & Parts - Fire Ext
[0309860000000] Empty Cylinder - Size 9kg (Vol. 10.4L) For ABC Cartridge, Red Colour |  |  |  | 0309860000000 | 0303510200000 | 1.0000 | pcs |  | 1.4 Accessories & Parts - Fire Ext
[0309860000000] Empty Cylinder - Size 9kg (Vol. 10.4L) For ABC Cartridge, Red Colour |  |  |  | 0309860000000 | 0302340000000 | 0.0700 | kg |  | 1.4 Accessories & Parts - Fire Ext
[0309860000000] Empty Cylinder - Size 9kg (Vol. 10.4L) For ABC Cartridge, Red Colour |  |  |  | 0309860000000 | 0300750000000 | 1.0000 | nos. |  | 1.4 Accessories & Parts - Fire Ext
[0309860000000] Empty Cylinder - Size 9kg (Vol. 10.4L) For ABC Cartridge, Red Colour |  |  |  | 0309860000000 | 0302350000000 | 0.0900 | kg |  | 1.4 Accessories & Parts - Fire Ext
[0309870000000] Empty Cylinder - Size 9Ltr (Vol. 10.35L) For Water/Foam Cartridge, C/w Internal Lining, Red Colour |  |  |  | 0309870000000 | 0303010000000 | 0.1400 | kg |  | 1.4 Accessories & Parts - Fire Ext
[0309870000000] Empty Cylinder - Size 9Ltr (Vol. 10.35L) For Water/Foam Cartridge, C/w Internal Lining, Red Colour |  |  |  | 0309870000000 | 0302340000000 | 0.0700 | kg |  | 1.4 Accessories & Parts - Fire Ext
[0309870000000] Empty Cylinder - Size 9Ltr (Vol. 10.35L) For Water/Foam Cartridge, C/w Internal Lining, Red Colour |  |  |  | 0309870000000 | 0301070000000 | 0.1200 | kg |  | 1.4 Accessories & Parts - Fire Ext
[0309870000000] Empty Cylinder - Size 9Ltr (Vol. 10.35L) For Water/Foam Cartridge, C/w Internal Lining, Red Colour |  |  |  | 0309870000000 | 0300750000000 | 1.0000 | nos. |  | 1.4 Accessories & Parts - Fire Ext
[0309870000000] Empty Cylinder - Size 9Ltr (Vol. 10.35L) For Water/Foam Cartridge, C/w Internal Lining, Red Colour |  |  |  | 0309870000000 | 0302350000000 | 0.0900 | kg |  | 1.4 Accessories & Parts - Fire Ext
[0309870000000] Empty Cylinder - Size 9Ltr (Vol. 10.35L) For Water/Foam Cartridge, C/w Internal Lining, Red Colour |  |  |  | 0309870000000 | 0303510200000 | 1.0000 | pcs |  | 1.4 Accessories & Parts - Fire Ext
[0309870000000] Empty Cylinder - Size 9Ltr (Vol. 10.35L) For Water/Foam Cartridge, C/w Internal Lining, Red Colour |  |  |  | 0309870000000 | 0302490000000 | 0.3500 | kg |  | 1.4 Accessories & Parts - Fire Ext
[0309870000000] Empty Cylinder - Size 9Ltr (Vol. 10.35L) For Water/Foam Cartridge, C/w Internal Lining, Red Colour |  |  |  | 0309870000000 | 0302360000000 | 0.0800 | m3 |  | 1.4 Accessories & Parts - Fire Ext
[0309880000000] Empty Cylinder OD470 x H1134(+/-10mm) - 150kg SP & Cart Trolley c/w 16" Wheel, Red Colour (Dwg. No. 03098800) |  |  |  | 0309880000000 | 0301000000000 | 1.0000 | nos. |  | 1.4 Accessories & Parts - Fire Ext
[0309880000000] Empty Cylinder OD470 x H1134(+/-10mm) - 150kg SP & Cart Trolley c/w 16" Wheel, Red Colour (Dwg. No. 03098800) |  |  |  | 0309880000000 | 0304280000000 | 1.0000 | nos. |  | 1.4 Accessories & Parts - Fire Ext
[0309880000000] Empty Cylinder OD470 x H1134(+/-10mm) - 150kg SP & Cart Trolley c/w 16" Wheel, Red Colour (Dwg. No. 03098800) |  |  |  | 0309880000000 | 0303820000000 | 0.3000 | nos. |  | 1.4 Accessories & Parts - Fire Ext
[0309880000000] Empty Cylinder OD470 x H1134(+/-10mm) - 150kg SP & Cart Trolley c/w 16" Wheel, Red Colour (Dwg. No. 03098800) |  |  |  | 0309880000000 | 0303010000000 | 1.5000 | kg |  | 1.4 Accessories & Parts - Fire Ext
[0309880000000] Empty Cylinder OD470 x H1134(+/-10mm) - 150kg SP & Cart Trolley c/w 16" Wheel, Red Colour (Dwg. No. 03098800) |  |  |  | 0309880000000 | 0301080000000 | 2.0000 | kg |  | 1.4 Accessories & Parts - Fire Ext
[0309880000000] Empty Cylinder OD470 x H1134(+/-10mm) - 150kg SP & Cart Trolley c/w 16" Wheel, Red Colour (Dwg. No. 03098800) |  |  |  | 0309880000000 | 0304290000000 | 1.0000 | nos. |  | 1.4 Accessories & Parts - Fire Ext
[0309880000000] Empty Cylinder OD470 x H1134(+/-10mm) - 150kg SP & Cart Trolley c/w 16" Wheel, Red Colour (Dwg. No. 03098800) |  |  |  | 0309880000000 | 0304270000000 | 1.0000 | nos. |  | 1.4 Accessories & Parts - Fire Ext
[0309880000000] Empty Cylinder OD470 x H1134(+/-10mm) - 150kg SP & Cart Trolley c/w 16" Wheel, Red Colour (Dwg. No. 03098800) |  |  |  | 0309880000000 | 0300990000000 | 1.0000 | nos. |  | 1.4 Accessories & Parts - Fire Ext
[0309880000000] Empty Cylinder OD470 x H1134(+/-10mm) - 150kg SP & Cart Trolley c/w 16" Wheel, Red Colour (Dwg. No. 03098800) |  |  |  | 0309880000000 | 0303810000000 | 0.1700 | nos. |  | 1.4 Accessories & Parts - Fire Ext
[0309880000000] Empty Cylinder OD470 x H1134(+/-10mm) - 150kg SP & Cart Trolley c/w 16" Wheel, Red Colour (Dwg. No. 03098800) |  |  |  | 0309880000000 | 0300730100000 | 1.0000 | nos. |  | 1.4 Accessories & Parts - Fire Ext
[0309880000000] Empty Cylinder OD470 x H1134(+/-10mm) - 150kg SP & Cart Trolley c/w 16" Wheel, Red Colour (Dwg. No. 03098800) |  |  |  | 0309880000000 | 0311870000000 | 1.0000 | nos. |  | 1.4 Accessories & Parts - Fire Ext
[0309880000000] Empty Cylinder OD470 x H1134(+/-10mm) - 150kg SP & Cart Trolley c/w 16" Wheel, Red Colour (Dwg. No. 03098800) |  |  |  | 0309880000000 | 0304300000000 | 1.0000 | nos. |  | 1.4 Accessories & Parts - Fire Ext
[0309880100000] Empty Cylinder - 150 Liters/ 135 Liters Cart Trolley C/W 16" Wheel,,( Red Colour ), Empty Cylinder OD470 x H1134(+/-10mm) - 150 Liters SP & Cart Trolley c/w 16" Wheel, Red Colour (Dwg. No. 03098800) |  |  |  | 0309880100000 | 0303820000000 | 0.0500 | nos. |  | 1.4 Accessories & Parts - Fire Ext
[0309880100000] Empty Cylinder - 150 Liters/ 135 Liters Cart Trolley C/W 16" Wheel,,( Red Colour ), Empty Cylinder OD470 x H1134(+/-10mm) - 150 Liters SP & Cart Trolley c/w 16" Wheel, Red Colour (Dwg. No. 03098800) |  |  |  | 0309880100000 | 0304290000000 | 1.0000 | nos. |  | 1.4 Accessories & Parts - Fire Ext
[0309880100000] Empty Cylinder - 150 Liters/ 135 Liters Cart Trolley C/W 16" Wheel,,( Red Colour ), Empty Cylinder OD470 x H1134(+/-10mm) - 150 Liters SP & Cart Trolley c/w 16" Wheel, Red Colour (Dwg. No. 03098800) |  |  |  | 0309880100000 | 0323210000000 | 2.0000 | nos. |  | 1.4 Accessories & Parts - Fire Ext
[0309880100000] Empty Cylinder - 150 Liters/ 135 Liters Cart Trolley C/W 16" Wheel,,( Red Colour ), Empty Cylinder OD470 x H1134(+/-10mm) - 150 Liters SP & Cart Trolley c/w 16" Wheel, Red Colour (Dwg. No. 03098800) |  |  |  | 0309880100000 | 0302360000000 | 0.1500 | m3 |  | 1.4 Accessories & Parts - Fire Ext
[0309880100000] Empty Cylinder - 150 Liters/ 135 Liters Cart Trolley C/W 16" Wheel,,( Red Colour ), Empty Cylinder OD470 x H1134(+/-10mm) - 150 Liters SP & Cart Trolley c/w 16" Wheel, Red Colour (Dwg. No. 03098800) |  |  |  | 0309880100000 | 0304270000000 | 1.0000 | nos. |  | 1.4 Accessories & Parts - Fire Ext
[0309880100000] Empty Cylinder - 150 Liters/ 135 Liters Cart Trolley C/W 16" Wheel,,( Red Colour ), Empty Cylinder OD470 x H1134(+/-10mm) - 150 Liters SP & Cart Trolley c/w 16" Wheel, Red Colour (Dwg. No. 03098800) |  |  |  | 0309880100000 | 0304280000000 | 1.0000 | nos. |  | 1.4 Accessories & Parts - Fire Ext
[0309880100000] Empty Cylinder - 150 Liters/ 135 Liters Cart Trolley C/W 16" Wheel,,( Red Colour ), Empty Cylinder OD470 x H1134(+/-10mm) - 150 Liters SP & Cart Trolley c/w 16" Wheel, Red Colour (Dwg. No. 03098800) |  |  |  | 0309880100000 | 0303810000000 | 0.5000 | nos. |  | 1.4 Accessories & Parts - Fire Ext
[0309880100000] Empty Cylinder - 150 Liters/ 135 Liters Cart Trolley C/W 16" Wheel,,( Red Colour ), Empty Cylinder OD470 x H1134(+/-10mm) - 150 Liters SP & Cart Trolley c/w 16" Wheel, Red Colour (Dwg. No. 03098800) |  |  |  | 0309880100000 | 0301070200000 | 0.5000 | kg |  | 1.4 Accessories & Parts - Fire Ext
[0309880100000] Empty Cylinder - 150 Liters/ 135 Liters Cart Trolley C/W 16" Wheel,,( Red Colour ), Empty Cylinder OD470 x H1134(+/-10mm) - 150 Liters SP & Cart Trolley c/w 16" Wheel, Red Colour (Dwg. No. 03098800) |  |  |  | 0309880100000 | 0312430000000 | 2.0000 | nos. |  | 1.4 Accessories & Parts - Fire Ext
[0309880100000] Empty Cylinder - 150 Liters/ 135 Liters Cart Trolley C/W 16" Wheel,,( Red Colour ), Empty Cylinder OD470 x H1134(+/-10mm) - 150 Liters SP & Cart Trolley c/w 16" Wheel, Red Colour (Dwg. No. 03098800) |  |  |  | 0309880100000 | 0302360000000 | 0.5000 | m3 |  | 1.4 Accessories & Parts - Fire Ext
[0309880100000] Empty Cylinder - 150 Liters/ 135 Liters Cart Trolley C/W 16" Wheel,,( Red Colour ), Empty Cylinder OD470 x H1134(+/-10mm) - 150 Liters SP & Cart Trolley c/w 16" Wheel, Red Colour (Dwg. No. 03098800) |  |  |  | 0309880100000 | 0303010000000 | 1.2000 | kg |  | 1.4 Accessories & Parts - Fire Ext
[0309880100000] Empty Cylinder - 150 Liters/ 135 Liters Cart Trolley C/W 16" Wheel,,( Red Colour ), Empty Cylinder OD470 x H1134(+/-10mm) - 150 Liters SP & Cart Trolley c/w 16" Wheel, Red Colour (Dwg. No. 03098800) |  |  |  | 0309880100000 | 0311870000000 | 1.0000 | nos. |  | 1.4 Accessories & Parts - Fire Ext
[0309880100000] Empty Cylinder - 150 Liters/ 135 Liters Cart Trolley C/W 16" Wheel,,( Red Colour ), Empty Cylinder OD470 x H1134(+/-10mm) - 150 Liters SP & Cart Trolley c/w 16" Wheel, Red Colour (Dwg. No. 03098800) |  |  |  | 0309880100000 | 0300730100000 | 1.0000 | nos. |  | 1.4 Accessories & Parts - Fire Ext
[0309880100000] Empty Cylinder - 150 Liters/ 135 Liters Cart Trolley C/W 16" Wheel,,( Red Colour ), Empty Cylinder OD470 x H1134(+/-10mm) - 150 Liters SP & Cart Trolley c/w 16" Wheel, Red Colour (Dwg. No. 03098800) |  |  |  | 0309880100000 | 0311230000000 | 2.0000 | nos. |  | 1.4 Accessories & Parts - Fire Ext
[0309880400000] Empty Cylinder OD470 x H1134(+/-10mm) - 150kg SP & Cart Trolley c/w 16" Wheel, Red Colour (Dwg. No. 03098800) |  |  |  | 0309880400000 | 0300730100000 | 1.0000 | nos. |  | 1.4 Accessories & Parts - Fire Ext
[0309880400000] Empty Cylinder OD470 x H1134(+/-10mm) - 150kg SP & Cart Trolley c/w 16" Wheel, Red Colour (Dwg. No. 03098800) |  |  |  | 0309880400000 | 0303820000000 | 0.0500 | nos. |  | 1.4 Accessories & Parts - Fire Ext
[0309880400000] Empty Cylinder OD470 x H1134(+/-10mm) - 150kg SP & Cart Trolley c/w 16" Wheel, Red Colour (Dwg. No. 03098800) |  |  |  | 0309880400000 | 0301070200000 | 0.5000 | kg |  | 1.4 Accessories & Parts - Fire Ext
[0309880400000] Empty Cylinder OD470 x H1134(+/-10mm) - 150kg SP & Cart Trolley c/w 16" Wheel, Red Colour (Dwg. No. 03098800) |  |  |  | 0309880400000 | 0304290000000 | 1.0000 | nos. |  | 1.4 Accessories & Parts - Fire Ext
[0309880400000] Empty Cylinder OD470 x H1134(+/-10mm) - 150kg SP & Cart Trolley c/w 16" Wheel, Red Colour (Dwg. No. 03098800) |  |  |  | 0309880400000 | 0302360000000 | 0.1500 | m3 |  | 1.4 Accessories & Parts - Fire Ext
[0309880400000] Empty Cylinder OD470 x H1134(+/-10mm) - 150kg SP & Cart Trolley c/w 16" Wheel, Red Colour (Dwg. No. 03098800) |  |  |  | 0309880400000 | 0304280000000 | 1.0000 | nos. |  | 1.4 Accessories & Parts - Fire Ext
[0309880400000] Empty Cylinder OD470 x H1134(+/-10mm) - 150kg SP & Cart Trolley c/w 16" Wheel, Red Colour (Dwg. No. 03098800) |  |  |  | 0309880400000 | 0303010000000 | 1.2000 | kg |  | 1.4 Accessories & Parts - Fire Ext
[0309880400000] Empty Cylinder OD470 x H1134(+/-10mm) - 150kg SP & Cart Trolley c/w 16" Wheel, Red Colour (Dwg. No. 03098800) |  |  |  | 0309880400000 | 0304880000000 | 1.0000 | nos. |  | 1.4 Accessories & Parts - Fire Ext
[0309880400000] Empty Cylinder OD470 x H1134(+/-10mm) - 150kg SP & Cart Trolley c/w 16" Wheel, Red Colour (Dwg. No. 03098800) |  |  |  | 0309880400000 | 0323210000000 | 2.0000 | nos. |  | 1.4 Accessories & Parts - Fire Ext
[0309880400000] Empty Cylinder OD470 x H1134(+/-10mm) - 150kg SP & Cart Trolley c/w 16" Wheel, Red Colour (Dwg. No. 03098800) |  |  |  | 0309880400000 | 0311230000000 | 2.0000 | nos. |  | 1.4 Accessories & Parts - Fire Ext
[0309880400000] Empty Cylinder OD470 x H1134(+/-10mm) - 150kg SP & Cart Trolley c/w 16" Wheel, Red Colour (Dwg. No. 03098800) |  |  |  | 0309880400000 | 0303810000000 | 0.5000 | nos. |  | 1.4 Accessories & Parts - Fire Ext
[0309880400000] Empty Cylinder OD470 x H1134(+/-10mm) - 150kg SP & Cart Trolley c/w 16" Wheel, Red Colour (Dwg. No. 03098800) |  |  |  | 0309880400000 | 0312430000000 | 2.0000 | nos. |  | 1.4 Accessories & Parts - Fire Ext
[0309880400000] Empty Cylinder OD470 x H1134(+/-10mm) - 150kg SP & Cart Trolley c/w 16" Wheel, Red Colour (Dwg. No. 03098800) |  |  |  | 0309880400000 | 0304270000000 | 1.0000 | nos. |  | 1.4 Accessories & Parts - Fire Ext
[0310010000000] Fixed HR - Mild Steel Swing Arm, Red Colour, Overall Length = 369mm |  |  |  | 0310010000000 | 0303570300000 | 0.0400 | pcs |  | 1.2 Accessories & Parts - HR
[0310020000000] 3.6Mm X 128Mm X 38Mm,,Mounting Bracket For Fixed Hr - Hose Guide (1" & 3/4"),,( Red Colour ),,Mild Steel |  |  |  | 0310020000000 | 0303570300000 | 0.0400 | pcs |  | 1.2 Accessories & Parts - HR
[0310030000000] Drum Plate Front (Dia. 700mm) With Center 100mm Hole,Red Color,1.5mm Mild Steel Sheet,Electro Galvanized |  |  |  | 0310030000000 | 0303010000000 | 0.0300 | kg |  | 1.2 Accessories & Parts - HR
[0310030000000] Drum Plate Front (Dia. 700mm) With Center 100mm Hole,Red Color,1.5mm Mild Steel Sheet,Electro Galvanized |  |  |  | 0310030000000 | 0303510800000 | 1.0000 | pcs |  | 1.2 Accessories & Parts - HR
[0310040000000] Dia. 700Mm,Drum Plate Rear (Dia. 700Mm),Red Color,,1.5Mm Mild Steel Sheet,Electro Galvanised |  |  |  | 0310040000000 | 0303510800000 | 1.0000 | pcs |  | 1.2 Accessories & Parts - HR
[0310040000000] Dia. 700Mm,Drum Plate Rear (Dia. 700Mm),Red Color,,1.5Mm Mild Steel Sheet,Electro Galvanised |  |  |  | 0310040000000 | 0303010000000 | 0.3000 | kg |  | 1.2 Accessories & Parts - HR
[0310050100000] Drum Plate Front (Dia. 585Mm) With Center 100Mm Hole,,( Red Colour ),,1.2Mm Eg Sheet, |  |  |  | 0310050100000 | 0303010000000 | 0.0200 | kg |  | 1.2 Accessories & Parts - HR
[0310050100000] Drum Plate Front (Dia. 585Mm) With Center 100Mm Hole,,( Red Colour ),,1.2Mm Eg Sheet, |  |  |  | 0310050100000 | 0305420000000 | 0.1666 | pcs |  | 1.2 Accessories & Parts - HR
[0310050300000] 1.2Mm,Drum Plate Front (Dia. 585Mm) With Center 100Mm Hole,,Red,,Ss316L |  |  |  | 0310050300000 | 0304330000000 | 0.1000 | pcs |  | 1.2 Accessories & Parts - HR
[0310050300000] 1.2Mm,Drum Plate Front (Dia. 585Mm) With Center 100Mm Hole,,Red,,Ss316L |  |  |  | 0310050300000 | 0303010000000 | 0.0200 | kg |  | 1.2 Accessories & Parts - HR
[0310060000000] Drum Plate Back (Dia. 585mm) - Red Colour, 1.2mm EG Sheet |  |  |  | 0310060000000 | 0303010000000 | 0.0200 | kg |  | 1.2 Accessories & Parts - HR
[0310060000000] Drum Plate Back (Dia. 585mm) - Red Colour, 1.2mm EG Sheet |  |  |  | 0310060000000 | 0305420000000 | 0.1666 | pcs |  | 1.2 Accessories & Parts - HR
[0310060200000] 1.2Mm,Drum Plate Back (Dia. 585Mm),Red Color,,Ss316L |  |  |  | 0310060200000 | 0303010000000 | 0.0200 | kg |  | 1.2 Accessories & Parts - HR
[0310060200000] 1.2Mm,Drum Plate Back (Dia. 585Mm),Red Color,,Ss316L |  |  |  | 0310060200000 | 0304330000000 | 0.1000 | pcs |  | 1.2 Accessories & Parts - HR
[0310070200000] L-155Mm,Drum Holder Disc & Bar 1.2Mm X L155Mm Manual For Fix Ww-Eg Plate,( Mixed Colour ), |  |  |  | 0310070200000 | 0306550000000 | 1.0000 | nos. |  | 1.2 Accessories & Parts - HR
[0310070200000] L-155Mm,Drum Holder Disc & Bar 1.2Mm X L155Mm Manual For Fix Ww-Eg Plate,( Mixed Colour ), |  |  |  | 0310070200000 | 0303010000000 | 0.0500 | kg |  | 1.2 Accessories & Parts - HR
[0310070200000] L-155Mm,Drum Holder Disc & Bar 1.2Mm X L155Mm Manual For Fix Ww-Eg Plate,( Mixed Colour ), |  |  |  | 0310070200000 | 0306560000000 | 5.0000 | nos. |  | 1.2 Accessories & Parts - HR
[0310080000000] Drum Holder- Disc & Bar- Manual,Mixed Colour, Length-132mm,1.2mm,EG Plate |  |  |  | 0310080000000 | 0307360000000 | 5.0000 | nos. |  | 1.2 Accessories & Parts - HR
[0310080000000] Drum Holder- Disc & Bar- Manual,Mixed Colour, Length-132mm,1.2mm,EG Plate |  |  |  | 0310080000000 | 0303010000000 | 0.0500 | kg |  | 1.2 Accessories & Parts - HR
[0310080000000] Drum Holder- Disc & Bar- Manual,Mixed Colour, Length-132mm,1.2mm,EG Plate |  |  |  | 0310080000000 | 0306550000000 | 1.0000 | nos. |  | 1.2 Accessories & Parts - HR
[0310080100000] Length -132Mm,Drum Holder- Disc & Bar- Automatic ( Super Fixed Hosereel ),,Mixed Colour,1.2Mm,Eg Plate |  |  |  | 0310080100000 | 0307360000000 | 5.0000 | nos. |  | 1.2 Accessories & Parts - HR
[0310080100000] Length -132Mm,Drum Holder- Disc & Bar- Automatic ( Super Fixed Hosereel ),,Mixed Colour,1.2Mm,Eg Plate |  |  |  | 0310080100000 | 0306550000000 | 1.0000 | nos. |  | 1.2 Accessories & Parts - HR
[0310080100000] Length -132Mm,Drum Holder- Disc & Bar- Automatic ( Super Fixed Hosereel ),,Mixed Colour,1.2Mm,Eg Plate |  |  |  | 0310080100000 | 0303010000000 | 0.0500 | kg |  | 1.2 Accessories & Parts - HR
[0310100100000] Spring (03100900) Assembled With Spring Bush (03101000) For Auto Hr,Without Ball Valve,,Material: Metal, |  |  |  | 0310100100000 | 0303570200000 | 0.0100 | nos.
[0310100100000] Spring (03100900) Assembled With Spring Bush (03101000) For Auto Hr,Without Ball Valve,,Material: Metal, |  |  |  | 0310100100000 | 0310100000000 | 1.0000 | nos.
[0310100100000] Spring (03100900) Assembled With Spring Bush (03101000) For Auto Hr,Without Ball Valve,,Material: Metal, |  |  |  | 0310100100000 | 0310090000000 | 1.0000 | nos.
[0310490000000] Syphon Tube For 50kg SP Trolley FX, O/D 26.16mm x I/D 20mm x L725mm, Material: UPVC Class VP |  |  |  | 0310490000000 | 0311790000000 | 0.1250 | nos. |  | 1.4 Accessories & Parts - Fire Ext
[0310490000001] Syphone Tube For 50L SP Trolley FX, O/D 26.16mm x I/D 20mm x L725mm, c/w Filter 03033101, Material: UPVC Class VP |  |  |  | 0310490000001 | 0303310100000 | 1.0000 | nos. |  | 1.4 Accessories & Parts - Fire Ext
[0310490000001] Syphone Tube For 50L SP Trolley FX, O/D 26.16mm x I/D 20mm x L725mm, c/w Filter 03033101, Material: UPVC Class VP |  |  |  | 0310490000001 | 0311790000000 | 0.1250 | nos. |  | 1.4 Accessories & Parts - Fire Ext
[0311010000000] Vehicle Bracket With Quick Release Lock - 9kg ABC SP, Red Colour, Material: Mild Steel |  |  |  | 0311010000000 | 0303570000000 | 0.0100 | pcs
[0311010000000] Vehicle Bracket With Quick Release Lock - 9kg ABC SP, Red Colour, Material: Mild Steel |  |  |  | 0311010000000 | 0313730000000 | 0.0100 | pcs
[0311010000000] Vehicle Bracket With Quick Release Lock - 9kg ABC SP, Red Colour, Material: Mild Steel |  |  |  | 0311010000000 | 0312530000000 | 0.0300 | pcs
[0311010018002] Special Made Mounting Bracket for Buckeye BFR-5,Red Colour ,Mild Steel, |  |  |  | 0311010018002 | 0303570000000 | 0.0200 | pcs
[0311010018002] Special Made Mounting Bracket for Buckeye BFR-5,Red Colour ,Mild Steel, |  |  |  | 0311010018002 | 0303010000000 | 0.0100 | kg
[0311010024001] Vehicle Bracket With Quick Release Lock - 9kg Cart FX, Red Colour, Material: Mild Steel |  |  |  | 0311010024001 | 0313730000000 | 0.0100 | pcs
[0311010024001] Vehicle Bracket With Quick Release Lock - 9kg Cart FX, Red Colour, Material: Mild Steel |  |  |  | 0311010024001 | 0303010000000 | 0.0100 | kg
[0311010024001] Vehicle Bracket With Quick Release Lock - 9kg Cart FX, Red Colour, Material: Mild Steel |  |  |  | 0311010024001 | 0303570100000 | 0.0400 | pcs
[0311010100000] Vehicle Bracket With Quick Release Lock - For 6kg ABC SP FX, Red Colour, Material: Mild Steel |  |  |  | 0311010100000 | 0312530000000 | 0.0400 | pcs
[0311010100000] Vehicle Bracket With Quick Release Lock - For 6kg ABC SP FX, Red Colour, Material: Mild Steel |  |  |  | 0311010100000 | 0303570000000 | 0.0100 | pcs
[0311010100000] Vehicle Bracket With Quick Release Lock - For 6kg ABC SP FX, Red Colour, Material: Mild Steel |  |  |  | 0311010100000 | 0313730000000 | 0.0100 | pcs
[0311010200000] 4.0Kg,Vehicle Bracket Abc With Quick Release Lock,,( Red Colour ),,Mild Steel, |  |  |  | 0311010200000 | 0312530000000 | 0.0200 | pcs
[0311010200000] 4.0Kg,Vehicle Bracket Abc With Quick Release Lock,,( Red Colour ),,Mild Steel, |  |  |  | 0311010200000 | 0313730000000 | 0.0100 | pcs
[0311010300000] 5.0Kg,Vehicle Bracket C02 With Quick Release Lock,,( Red Colour ),,Mild Steel, |  |  |  | 0311010300000 | 0313730000000 | 0.0100 | pcs
[0311010300000] 5.0Kg,Vehicle Bracket C02 With Quick Release Lock,,( Red Colour ),,Mild Steel, |  |  |  | 0311010300000 | 0303570600000 | 0.0500 | pcs
[0311010400000] 2.0Kg,Vehicle Bracket C02 With Quick Release Lock,,( Red Colour ),,Mild Steel, |  |  |  | 0311010400000 | 0313730000000 | 0.0100 | pcs
[0311010400000] 2.0Kg,Vehicle Bracket C02 With Quick Release Lock,,( Red Colour ),,Mild Steel, |  |  |  | 0311010400000 | 0303010000000 | 0.0100 | kg
[0311010400000] 2.0Kg,Vehicle Bracket C02 With Quick Release Lock,,( Red Colour ),,Mild Steel, |  |  |  | 0311010400000 | 0303570000000 | 0.0100 | pcs
[0311010400000] 2.0Kg,Vehicle Bracket C02 With Quick Release Lock,,( Red Colour ),,Mild Steel, |  |  |  | 0311010400000 | 0312530000000 | 0.0200 | pcs
[0311010900000] 4.0KG,VEHICLE BRACKET FOR VOLVO BUS - 4.0KG HALOTRON I,( RED COLOUR ),,3.2MM MILD STEEL |  |  |  | 0311010900000 | 0303010000000 | 0.0500 | kg
[0311010900000] 4.0KG,VEHICLE BRACKET FOR VOLVO BUS - 4.0KG HALOTRON I,( RED COLOUR ),,3.2MM MILD STEEL |  |  |  | 0311010900000 | 0303570200000 | 0.1000 | nos.
[0311010918001] 6.0Kg,Vehicle Bracket Angle Installation For Volvo Bus, Red Colour, 3.6Mm Mild Steel |  |  |  | 0311010918001 | 0303570200000 | 0.0400 | nos.
[0311011117001] VEHICLE BRACKET - SHORT, BARE FINISHING |  |  |  | 0311011117001 | 0313660000000 | 0.0100 | pcs
[0311011118001] VEHICLE BRACKET - LONG, BARE FINISHING |  |  |  | 0311011118001 | 0313660000000 | 0.0200 | pcs
[0311011421002] 4kg, Holder For 4kg ABC Dry Powder Fire Extinguisher, Wall-Mounted, Silver Dark Grey Colour (PTHB77100SM), Material: Aluminium |  |  |  | 0311011421002 | 0312670000000 | 0.0700 | nos. |  | 1.4.5 Other SS Cabinets Complete
[0311011421002] 4kg, Holder For 4kg ABC Dry Powder Fire Extinguisher, Wall-Mounted, Silver Dark Grey Colour (PTHB77100SM), Material: Aluminium |  |  |  | 0311011421002 | 0313450100000 | 0.2000 | kg |  | 1.4.5 Other SS Cabinets Complete
[0311011421002] 4kg, Holder For 4kg ABC Dry Powder Fire Extinguisher, Wall-Mounted, Silver Dark Grey Colour (PTHB77100SM), Material: Aluminium |  |  |  | 0311011421002 | 0311210200000 | 0.0700 | pcs |  | 1.4.5 Other SS Cabinets Complete
[0311011421003] 6L, Holder For 6L Watermist With Additives Stored Pressure Fire Extinguisher, Wall-Mounted, Silver Dark Grey Colour (PTHB77100SM), Material: Aluminium |  |  |  | 0311011421003 | 0311210200000 | 0.1000 | pcs |  | 1.4.5 Other SS Cabinets Complete
[0311011421003] 6L, Holder For 6L Watermist With Additives Stored Pressure Fire Extinguisher, Wall-Mounted, Silver Dark Grey Colour (PTHB77100SM), Material: Aluminium |  |  |  | 0311011421003 | 0313450100000 | 0.3000 | kg |  | 1.4.5 Other SS Cabinets Complete
[0311011421003] 6L, Holder For 6L Watermist With Additives Stored Pressure Fire Extinguisher, Wall-Mounted, Silver Dark Grey Colour (PTHB77100SM), Material: Aluminium |  |  |  | 0311011421003 | 0312670000000 | 0.0900 | nos. |  | 1.4.5 Other SS Cabinets Complete
[0311011421004] 4kg, Holder For 2nos of 4kg ABC Dry Powder Fire Extinguisher, Wall-Mounted, Silver Dark Grey Colour (PTHB77100SM), Material: Aluminium |  |  |  | 0311011421004 | 0311210200000 | 0.1200 | pcs |  | 1.4.5 Other SS Cabinets Complete
[0311011421004] 4kg, Holder For 2nos of 4kg ABC Dry Powder Fire Extinguisher, Wall-Mounted, Silver Dark Grey Colour (PTHB77100SM), Material: Aluminium |  |  |  | 0311011421004 | 0312670000000 | 0.1400 | nos. |  | 1.4.5 Other SS Cabinets Complete
[0311011421004] 4kg, Holder For 2nos of 4kg ABC Dry Powder Fire Extinguisher, Wall-Mounted, Silver Dark Grey Colour (PTHB77100SM), Material: Aluminium |  |  |  | 0311011421004 | 0313450100000 | 0.5000 | kg |  | 1.4.5 Other SS Cabinets Complete
[0311011722001] Ergonomic Holder, Octagon Shape, Self-Standing for 6kg/9kg Fire Extinguisher, 213mm(L)X500(H)X1.2mmThk, White Colour, Material: EG |  |  |  | 0311011722001 | 0305420000000 | 1.0000 | pcs |  | 1.4 Accessories & Parts - Fire Ext
[0311011722001] Ergonomic Holder, Octagon Shape, Self-Standing for 6kg/9kg Fire Extinguisher, 213mm(L)X500(H)X1.2mmThk, White Colour, Material: EG |  |  |  | 0311011722001 | 0307210700000 | 0.5000 | kg |  | 1.4 Accessories & Parts - Fire Ext
[0311011723001] Ergonomic Holder, Octagon Shape w FE Logo, Self-Standing for 6kg/9kg Fire Extinguisher, 213mm(L)X500(H)X1.2mmThk, White Colour, Material: EG |  |  |  | 0311011723001 | 0305420000000 | 0.5000 | pcs |  | 1.4 Accessories & Parts - Fire Ext
[0311011723001] Ergonomic Holder, Octagon Shape w FE Logo, Self-Standing for 6kg/9kg Fire Extinguisher, 213mm(L)X500(H)X1.2mmThk, White Colour, Material: EG |  |  |  | 0311011723001 | 0307210700000 | 0.5000 | kg |  | 1.4 Accessories & Parts - Fire Ext
[0311011723002] 1055mm (H) x 250mm (L) x 160mm (D) x 1.5mm Fire Extinguisher Holder, Hairline Finishing, Material: SS304 |  |  |  | 0311011723002 | 0304350000000 | 0.3000 | pcs |  | 1.4 Accessories & Parts - Fire Ext
[0311011723003] Ergonomic Holder, Octagon Shape, Self-Standing for 3kg Fire Extinguisher, 142mm(L)X550(H)X1.2mmThk, Red Colour, Material: EG |  |  |  | 0311011723003 | 0303010000000 | 0.5000 | kg |  | 1.4 Accessories & Parts - Fire Ext
[0311011723003] Ergonomic Holder, Octagon Shape, Self-Standing for 3kg Fire Extinguisher, 142mm(L)X550(H)X1.2mmThk, Red Colour, Material: EG |  |  |  | 0311011723003 | 0305420000000 | 0.4000 | pcs |  | 1.4 Accessories & Parts - Fire Ext
[0311012000000] Ergonomic Holder FX, Round Shape, Self-Standing for 2kg Fire Extinguisher, Dia.120mmX625(H)X1.2mmThk, Hairline, Material: SS304 |  |  |  | 0311012000000 | 0323370600000 | 1.0000 | nos. |  | 1.4.5 Other SS Cabinets Complete
[0311012000000] Ergonomic Holder FX, Round Shape, Self-Standing for 2kg Fire Extinguisher, Dia.120mmX625(H)X1.2mmThk, Hairline, Material: SS304 |  |  |  | 0311012000000 | 0316250000000 | 0.0050 | pcs |  | 1.4.5 Other SS Cabinets Complete
[0311012000000] Ergonomic Holder FX, Round Shape, Self-Standing for 2kg Fire Extinguisher, Dia.120mmX625(H)X1.2mmThk, Hairline, Material: SS304 |  |  |  | 0311012000000 | 0304310000000 | 0.1200 | pcs |  | 1.4.5 Other SS Cabinets Complete
[0311012000000] Ergonomic Holder FX, Round Shape, Self-Standing for 2kg Fire Extinguisher, Dia.120mmX625(H)X1.2mmThk, Hairline, Material: SS304 |  |  |  | 0311012000000 | 0323779900000 | 1.0000 | nos. |  | 1.4.5 Other SS Cabinets Complete
[0311012000000] Ergonomic Holder FX, Round Shape, Self-Standing for 2kg Fire Extinguisher, Dia.120mmX625(H)X1.2mmThk, Hairline, Material: SS304 |  |  |  | 0311012000000 | 0322070300000 | 1.0000 | nos. |  | 1.4.5 Other SS Cabinets Complete
[0311012100000] Ergonomic Holder FX, Round Shape, Self-Standing for 4kg Fire Extinguisher, Dia.215mmX650(H)X1.2mmThk, Hairline, Material: SS304 |  |  |  | 0311012100000 | 0322070300000 | 1.0000 | nos. |  | 1.4.5 Other SS Cabinets Complete
[0311012100000] Ergonomic Holder FX, Round Shape, Self-Standing for 4kg Fire Extinguisher, Dia.215mmX650(H)X1.2mmThk, Hairline, Material: SS304 |  |  |  | 0311012100000 | 0323779900000 | 1.0000 | nos. |  | 1.4.5 Other SS Cabinets Complete
[0311012100000] Ergonomic Holder FX, Round Shape, Self-Standing for 4kg Fire Extinguisher, Dia.215mmX650(H)X1.2mmThk, Hairline, Material: SS304 |  |  |  | 0311012100000 | 0304310000000 | 0.2300 | pcs |  | 1.4.5 Other SS Cabinets Complete
[0311012100000] Ergonomic Holder FX, Round Shape, Self-Standing for 4kg Fire Extinguisher, Dia.215mmX650(H)X1.2mmThk, Hairline, Material: SS304 |  |  |  | 0311012100000 | 0304350000000 | 0.0500 | pcs |  | 1.4.5 Other SS Cabinets Complete
[0311012124001] Ergonomic Holder FX, Round Shape, Self-Standing for 4kg Fire Extinguisher, Dia.215mmX650(H)X1.5mmThk, Hairline, Material: SS304 |  |  |  | 0311012124001 | 0323779900000 | 1.0000 | nos. |  | 1.4.5 Other SS Cabinets Complete
[0311012124001] Ergonomic Holder FX, Round Shape, Self-Standing for 4kg Fire Extinguisher, Dia.215mmX650(H)X1.5mmThk, Hairline, Material: SS304 |  |  |  | 0311012124001 | 0304350000000 | 0.2300 | pcs |  | 1.4.5 Other SS Cabinets Complete
[0311012124001] Ergonomic Holder FX, Round Shape, Self-Standing for 4kg Fire Extinguisher, Dia.215mmX650(H)X1.5mmThk, Hairline, Material: SS304 |  |  |  | 0311012124001 | 0322070300000 | 1.0000 | nos. |  | 1.4.5 Other SS Cabinets Complete
[0311012225001] Ergonomic Holder FX, Round Shape, Self-Standing for 3kg Fire Extinguisher, Dia.145mmX650(H)X1.2mmThk, Hairline, Material: SS316 |  |  |  | 0311012225001 | 0322070300000 | 1.0000 | nos.
[0311012225001] Ergonomic Holder FX, Round Shape, Self-Standing for 3kg Fire Extinguisher, Dia.145mmX650(H)X1.2mmThk, Hairline, Material: SS316 |  |  |  | 0311012225001 | 0323779900000 | 1.0000 | nos.
[0311012225001] Ergonomic Holder FX, Round Shape, Self-Standing for 3kg Fire Extinguisher, Dia.145mmX650(H)X1.2mmThk, Hairline, Material: SS316 |  |  |  | 0311012225001 | 0304370000000 | 0.0500 | pcs
[0311012225001] Ergonomic Holder FX, Round Shape, Self-Standing for 3kg Fire Extinguisher, Dia.145mmX650(H)X1.2mmThk, Hairline, Material: SS316 |  |  |  | 0311012225001 | 0304330000000 | 0.2100 | pcs
[0311020000000] Syphone Tube For 25kg SP Trolley FX, O/D 26.16mm x I/D 20mm x L710mm, Material: UPVC Class VP |  |  |  | 0311020000000 | 0311790000000 | 0.1250 | nos. |  | 1.4 Accessories & Parts - Fire Ext
[0311020000001] Syphone Tube For 25L SP Trolley FX, c/w Water Filter (03033101), O/D 26.16mm x I/D 20mm x L710mm, Material: UPVC Class VP |  |  |  | 0311020000001 | 0303310100000 | 1.0000 | nos. |  | 1.4 Accessories & Parts - Fire Ext
[0311020000001] Syphone Tube For 25L SP Trolley FX, c/w Water Filter (03033101), O/D 26.16mm x I/D 20mm x L710mm, Material: UPVC Class VP |  |  |  | 0311020000001 | 0311790000000 | 0.1250 | nos. |  | 1.4 Accessories & Parts - Fire Ext
[0311030000000] Buffer Plate (For 1/2" Sprinkler Head) - OD 100mm(4"), ID:22mm, Bare Finish, Material 1.5mm Aluminium |  |  |  | 0311030000000 | 0311210000000 | 0.0035 | pcs
[0311030100000] Buffer Plate ( For 1/2" Sprinkler Head ) - 150mm (6") X 1.5mm Thk, Bare Finish, Aluminium Plate |  |  |  | 0311030100000 | 0311210000000 | 0.0100 | pcs
[0311030125001] Buffer Plate ( For 1/2" Sprinkler Head ) - 150mm (6") X 1.5mm Thk, Hole is 26mm, Bare Finish, Aluminium Plate |  |  |  | 0311030125001 | 0311210000000 | 0.0100 | pcs
[0311030200000] Buffer Plate (For 1/2" Sprinkler Head) - 200mm (8"), Bare Finish, Material: 1.5mm Aluminium |  |  |  | 0311030200000 | 0311210000000 | 0.0200 | pcs
[0311030300000] Buffer Plate - 75mm (3"), Bare Finish, Material 1.5mm Aluminium |  |  |  | 0311030300000 | 0311030100000 | 1.0000 | nos.
[0311031000000] Buffer Plate - 50mm (2") Bare Finish, Material 1.5mm Aluminium |  |  |  | 0311031000000 | 0311210000000 | 0.0100 | pcs
[0311031100000] 200mm (8") x I/D 34mm x Thk 1.5mm,Buffer Plate,Bare Finish,Aluminium Plate |  |  |  | 0311031100000 | 0311210000000 | 0.0200 | pcs
[0311050000000] 795mm(H)X795mm(L)X1.2mm,Back Plate For Hose Reel Cabinet,Material: EG,Red Colour,w/o Mounting Holes |  |  |  | 0311050000000 | 0305420000000 | 0.3334 | pcs
[0311050000000] 795mm(H)X795mm(L)X1.2mm,Back Plate For Hose Reel Cabinet,Material: EG,Red Colour,w/o Mounting Holes |  |  |  | 0311050000000 | 0303010000000 | 0.0600 | kg
[0311050100000] 795mm(H) x 795mm(L) x 1.0mm - Back Plate For Hose Reel Cabinet, without Mounting Hole, Material SS304 |  |  |  | 0311050100000 | 0310460000000 | 0.2000 | nos.
[0311050224001] 795mm x 795mm x 1.0mm - Back Plate For Hose Reel Cabinet c/w 4 Mounting Holes, Hairline finished, Material SS316 |  |  |  | 0311050224001 | 0310460100000 | 0.2000 | nos.
[0311101500000] Sst Recess Handle Cylindrical Lock With Latch - Ss316,,Stainless Steel 316L, |  |  |  | 0311101500000 | 0311102000000 | 1.0000 | nos.
[0311101500000] Sst Recess Handle Cylindrical Lock With Latch - Ss316,,Stainless Steel 316L, |  |  |  | 0311101500000 | 0323764700000 | 1.0000 | nos.
[0311101500000] Sst Recess Handle Cylindrical Lock With Latch - Ss316,,Stainless Steel 316L, |  |  |  | 0311101500000 | 0311103000000 | 1.0000 | nos.
[0311101500000] Sst Recess Handle Cylindrical Lock With Latch - Ss316,,Stainless Steel 316L, |  |  |  | 0311101500000 | 0311100900000 | 1.0000 | nos.
[0311101500000] Sst Recess Handle Cylindrical Lock With Latch - Ss316,,Stainless Steel 316L, |  |  |  | 0311101500000 | 0311102500000 | 1.0000 | nos.
[0311101500000] Sst Recess Handle Cylindrical Lock With Latch - Ss316,,Stainless Steel 316L, |  |  |  | 0311101500000 | 0311102100000 | 2.0000 | nos.
[0311101500000] Sst Recess Handle Cylindrical Lock With Latch - Ss316,,Stainless Steel 316L, |  |  |  | 0311101500000 | 0311102300000 | 1.0000 | nos.
[0311101600000] 1.0MM,CUP - FOR SST RECESS HANDLE CYLINDRICAL LOCK WITH LATCH,STAINLESS STEEL 316L |  |  |  | 0311101600000 | 0310460100000 | 0.0100 | nos.
[0311103000000] Sst Recess Handle Cup Assembly,,Stainless Steel 316L, |  |  |  | 0311103000000 | 0311101800000 | 1.0000 | nos.
[0311103000000] Sst Recess Handle Cup Assembly,,Stainless Steel 316L, |  |  |  | 0311103000000 | 0321610000000 | 1.0000 | nos.
[0311103000000] Sst Recess Handle Cup Assembly,,Stainless Steel 316L, |  |  |  | 0311103000000 | 0311101700000 | 1.0000 | nos.
[0311103000000] Sst Recess Handle Cup Assembly,,Stainless Steel 316L, |  |  |  | 0311103000000 | 0311101600000 | 1.0000 | nos.
[0311103000000] Sst Recess Handle Cup Assembly,,Stainless Steel 316L, |  |  |  | 0311103000000 | 0311101100000 | 1.0000 | nos.
[0311360000000] Syphone Tube For 75kg SP Trolley FX, O/D 26.16mm x I/D 20mm x L970mm, Material: UPVC Class VP |  |  |  | 0311360000000 | 0311790000000 | 0.2000 | nos.
[0311360100000] Syphone Tube For 100kg/L SP Trolley FX, O/D 26.16mm x I/D 20mm x L895mm, Material: UPVC Class VP |  |  |  | 0311360100000 | 0311790000000 | 0.1667 | nos. |  | 1.4 Accessories & Parts - Fire Ext
[0311360200000] Syphone Tube For 135kg/L SP Trolley FX, O/D 26.16mm x I/D 20mm x L1150mm, Material: UPVC Class VP |  |  |  | 0311360200000 | 0311790000000 | 0.2500 | nos. |  | 1.4 Accessories & Parts - Fire Ext
[0312200000000] Label* - Self Print Label For Portable Fire Extinguisher (Ad-Hoc Model/Medium) |  |  |  | 0312200000000 | 0300130000000 | 1.0000 | nos.
[0312200000000] Label* - Self Print Label For Portable Fire Extinguisher (Ad-Hoc Model/Medium) |  |  |  | 0312200000000 | 0300140000000 | 1.0000 | nos.
[0312430000000] 16" Solid Rubber Wheel For Trolley Fire Ext. Complete Assembly |  |  |  | 0312430000000 | 0318500000000 | 6.0000 | nos. |  | 1.4 Accessories & Parts - Fire Ext
[0312430000000] 16" Solid Rubber Wheel For Trolley Fire Ext. Complete Assembly |  |  |  | 0312430000000 | 0317370000000 | 1.0000 | nos. |  | 1.4 Accessories & Parts - Fire Ext
[0312430000000] 16" Solid Rubber Wheel For Trolley Fire Ext. Complete Assembly |  |  |  | 0312430000000 | 0316790000000 | 2.0000 | nos. |  | 1.4 Accessories & Parts - Fire Ext
[0312430000000] 16" Solid Rubber Wheel For Trolley Fire Ext. Complete Assembly |  |  |  | 0312430000000 | 0305550000000 | 1.0000 | set |  | 1.4 Accessories & Parts - Fire Ext
[0312430000000] 16" Solid Rubber Wheel For Trolley Fire Ext. Complete Assembly |  |  |  | 0312430000000 | 0320200000000 | 10.0000 | nos. |  | 1.4 Accessories & Parts - Fire Ext
[0312430000000] 16" Solid Rubber Wheel For Trolley Fire Ext. Complete Assembly |  |  |  | 0312430000000 | 0320190000000 | 1.0000 | nos. |  | 1.4 Accessories & Parts - Fire Ext
[0312590000000] Stainless Steel Scoop (For LJM's Production Use) |  |  |  | 0312590000000 | 0316250200000 | 0.0070 | nos.
[0312600700000] Pillar Hydrant Static Pressure-Testing Kit,2.5" Male Bronze Instantaneous Coupling,1/4" Mini Ball Valve,1/4" Hose Joint |  |  |  | 0312600700000 | 0311900100000 | 1.0000 | nos.
[0312600700000] Pillar Hydrant Static Pressure-Testing Kit,2.5" Male Bronze Instantaneous Coupling,1/4" Mini Ball Valve,1/4" Hose Joint |  |  |  | 0312600700000 | 0323812400000 | 1.0000 | nos.
[0312600700000] Pillar Hydrant Static Pressure-Testing Kit,2.5" Male Bronze Instantaneous Coupling,1/4" Mini Ball Valve,1/4" Hose Joint |  |  |  | 0312600700000 | 0303490000000 | 1.0000 | nos.
[0312600700000] Pillar Hydrant Static Pressure-Testing Kit,2.5" Male Bronze Instantaneous Coupling,1/4" Mini Ball Valve,1/4" Hose Joint |  |  |  | 0312600700000 | 0312600200000 | 1.0000 | nos.
[0312600700000] Pillar Hydrant Static Pressure-Testing Kit,2.5" Male Bronze Instantaneous Coupling,1/4" Mini Ball Valve,1/4" Hose Joint |  |  |  | 0312600700000 | 0311900000000 | 1.0000 | nos.
[0312600800000] PRV Static Pressure-Testing Kit,1.5" Male Bronze Instantaneous Coupling,1/4" Mini Ball Valve,1/4" Hose Joint |  |  |  | 0312600800000 | 0311900000000 | 1.0000 | nos.
[0312600800000] PRV Static Pressure-Testing Kit,1.5" Male Bronze Instantaneous Coupling,1/4" Mini Ball Valve,1/4" Hose Joint |  |  |  | 0312600800000 | 0323812400000 | 1.0000 | nos.
[0312600800000] PRV Static Pressure-Testing Kit,1.5" Male Bronze Instantaneous Coupling,1/4" Mini Ball Valve,1/4" Hose Joint |  |  |  | 0312600800000 | 0318170000000 | 1.0000 | nos.
[0312600800000] PRV Static Pressure-Testing Kit,1.5" Male Bronze Instantaneous Coupling,1/4" Mini Ball Valve,1/4" Hose Joint |  |  |  | 0312600800000 | 0303490000000 | 1.0000 | nos.
[0312600800000] PRV Static Pressure-Testing Kit,1.5" Male Bronze Instantaneous Coupling,1/4" Mini Ball Valve,1/4" Hose Joint |  |  |  | 0312600800000 | 0311900100000 | 1.0000 | nos.
[0312670100000] Aluminum Round Tube - O/D 9.53mm (3/8") X Thk 1.5mm X Length 1M |  |  |  | 0312670100000 | 0312670000000 | 0.1667 | nos.
[0312680100000] Hinge - 2" Mild Steel Butterfly Hinge (For Dry Riser Door), Painted Red |  |  |  | 0312680100000 | 0303010000000 | 0.0100 | kg |  | 1.1.2 Other Parts (Empty Cabinet/ Hinge/ Brackets/ Lock etc.)
[0312680100000] Hinge - 2" Mild Steel Butterfly Hinge (For Dry Riser Door), Painted Red |  |  |  | 0312680100000 | 0312680000000 | 1.0000 | nos. |  | 1.1.2 Other Parts (Empty Cabinet/ Hinge/ Brackets/ Lock etc.)
[0312710000000] Bracket - Spot Bracket,( Red Colour ), 1.2mm,, Mild Steel |  |  |  | 0312710000000 | 0305420000000 | 0.0100 | pcs
[0312710100000] 1.2MM,BRACKET - L LOCK BRACKET,RED COLOUR,MILD STEEL, |  |  |  | 0312710100000 | 0305420000000 | 0.0200 | pcs
[0312770100000] Vortex Inhibitor 6" (150mm), BS4504 PN16 Flange (4 Holes) c/w 4 Sets M20 x 75mm SS304 Bolt, Nut & Washer, Finishing : Light Grey, Material: Fiber Glass |  |  |  | 0312770100000 | 0318460000000 | 4.0000 | set |  | 1. Other Fire Equipment/ Parts/ Accessories
[0312780100000] Vortex Inhibitor - 8" (200mm), BS4504 PN16 Flange (4 Holes), c/w 4 Sets M20 x 75mm SS304 Bolt, Nut & Washer (03184600), Finishing: Light Grey, Material: Fiber Glass |  |  |  | 0312780100000 | 0318460000000 | 4.0000 | set |  | 1. Other Fire Equipment/ Parts/ Accessories
[0312790000000] Hydrant Wrench,250mm X 56mm,Black Colour,10mm Rod |  |  |  | 0312790000000 | 0303270000000 | 0.2000 | drum
[0312790000000] Hydrant Wrench,250mm X 56mm,Black Colour,10mm Rod |  |  |  | 0312790000000 | 0320000400000 | 0.0700 | nos.
[0313270100000] Syphon Tube With Water Filter Assembly - Length = 343mm +/- 1mm, (Thread 5/8"-18UNF) For 2 Liter Water/Foam, White Colour, Filter Hole Dia.1.3mm +/-0.3mm, Connection M16 Thread |  |  |  | 0313270100000 | 0313270000000 | 1.0000 | nos. |  | 1.4 Accessories & Parts - Fire Ext
[0313270200000] Syphon Tube With Water Filter Assembly - Length = 352mm +/- 1mm, (Thread 5/8"-18UNF) For 3 Liter Water/Foam, White Colour, Filter Hole Dia.1.3mm +/-0.3mm, Connection M16 Thread, |  |  |  | 0313270200000 | 0313270000000 | 1.0000 | nos. |  | 1.4 Accessories & Parts - Fire Ext
[0313270400000] Syphon Tube With Water Filter Assembly - For 12Ltr Water/Foam FX, O/D 16mm (0/-0.15) x Thk 2.4mm x Length = 507mm +/- 1mm c/w Thread 5/8"-18UNF On One Side and Fitted with Water Filter with Filter Hole Dia.1.3mm +/-0.3mm, Connection Thread 5/8"-18UNF Thread, White Colour, Material: HDPE |  |  |  | 0313270400000 | 0313270000000 | 1.0000 | nos. |  | 1.4 Accessories & Parts - Fire Ext
[0313270400000] Syphon Tube With Water Filter Assembly - For 12Ltr Water/Foam FX, O/D 16mm (0/-0.15) x Thk 2.4mm x Length = 507mm +/- 1mm c/w Thread 5/8"-18UNF On One Side and Fitted with Water Filter with Filter Hole Dia.1.3mm +/-0.3mm, Connection Thread 5/8"-18UNF Thread, White Colour, Material: HDPE |  |  |  | 0313270400000 | 0316030000000 | 1.0000 | nos. |  | 1.4 Accessories & Parts - Fire Ext
[0313300100000] Conduit - 8M/Roll |  |  |  | 0313300100000 | 0313300000000 | 8.0000 | m
[0313330000000] L E D Red Light 5Mm With Metal Casing C/W Resistor 1K2 1/2W 5% C/W 2.5Mm Or 3Mm Shrinkable Tube For Automatic Halotron Fx (Bus), |  |  |  | 0313330000000 | 0313330500000 | 0.0400 | m
[0313330000000] L E D Red Light 5Mm With Metal Casing C/W Resistor 1K2 1/2W 5% C/W 2.5Mm Or 3Mm Shrinkable Tube For Automatic Halotron Fx (Bus), |  |  |  | 0313330000000 | 0313290000000 | 0.0005 | roll
[0313330000000] L E D Red Light 5Mm With Metal Casing C/W Resistor 1K2 1/2W 5% C/W 2.5Mm Or 3Mm Shrinkable Tube For Automatic Halotron Fx (Bus), |  |  |  | 0313330000000 | 0313330100000 | 1.0000 | nos.
[0313330000000] L E D Red Light 5Mm With Metal Casing C/W Resistor 1K2 1/2W 5% C/W 2.5Mm Or 3Mm Shrinkable Tube For Automatic Halotron Fx (Bus), |  |  |  | 0313330000000 | 0313330300000 | 0.0800 | m
[0313330000000] L E D Red Light 5Mm With Metal Casing C/W Resistor 1K2 1/2W 5% C/W 2.5Mm Or 3Mm Shrinkable Tube For Automatic Halotron Fx (Bus), |  |  |  | 0313330000000 | 0313330200000 | 1.0000 | nos.
[0313330800000] Push On Switch/ Push Swtich (Red) c/w Shrinkable Tube For Auto Halotron Fx (Bus) |  |  |  | 0313330800000 | 0313330300000 | 0.0800 | m |  | 1.4 Accessories & Parts - Fire Ext
[0313330800000] Push On Switch/ Push Swtich (Red) c/w Shrinkable Tube For Auto Halotron Fx (Bus) |  |  |  | 0313330800000 | 0313290000000 | 0.0005 | roll |  | 1.4 Accessories & Parts - Fire Ext
[0313330800000] Push On Switch/ Push Swtich (Red) c/w Shrinkable Tube For Auto Halotron Fx (Bus) |  |  |  | 0313330800000 | 0313000000000 | 1.0000 | nos. |  | 1.4 Accessories & Parts - Fire Ext
[0313330800000] Push On Switch/ Push Swtich (Red) c/w Shrinkable Tube For Auto Halotron Fx (Bus) |  |  |  | 0313330800000 | 0313330500000 | 0.0400 | m |  | 1.4 Accessories & Parts - Fire Ext
[0314460000000] Mounting Bracket For Holding 2 1/2" Fire Hose,,Red Colour,4.5mm Thick Flat Bar |  |  |  | 0314460000000 | 0311920100000 | 0.3100 | nos.
[0314460000000] Mounting Bracket For Holding 2 1/2" Fire Hose,,Red Colour,4.5mm Thick Flat Bar |  |  |  | 0314460000000 | 0303010000000 | 0.0100 | kg
[0314530100000] Hose - Double Braided 1¼" x 30M (+0.5/-0), Water Hose, Non-Conductive, WP20Bar (300Psi), Red Colour, Smooth Finish, Temperature: -30°C To 80°C, Safety Factor: = 51 mm 3:1 = 55 mm 2,5:1,Tube: Black SBR/NBR - Oil Mist Resistant, Reinforcement: High Tensile Textile Cords, Cover: Red SBR - Abrasion And Ozone Resistant,Supplier Part No: 155AH (Dwg. No. 03145301) |  |  |  | 0314530100000 | 0314530400000 | 0.5000 | nos. |  | 1.2 Accessories & Parts - HR
[0314530200000] 1-1/4" X 1.2M,Hose - For Inlet Extension (Semi-Rigid Heavy Duty Hose) ,,Red Color, Smooth Finish,W.P = 20Bar |  |  |  | 0314530200000 | 0314530000000 | 0.0500 | nos.
[0314530800000] 1-1/4" X 20M,Hose-Semi-Rigid Hose,Red Color, Smooth Finish,W.P = 20Bar |  |  |  | 0314530800000 | 0314530000000 | 0.8000 | nos.
[0314530900000] 1-1/4" X 1.5M,Hose - For Inlet Extension (Semi-Rigid Heavy Duty Hose) ,,Red Color, Smooth Finish,W.P = 20Bar |  |  |  | 0314530900000 | 0314530000000 | 0.0600 | nos.
[0314590024001] L11" X W9 1/2" X H28",Pvc Cover For Combat Fx - 5Kg Co2 C/W Velcro Strap C/W 1.5" Round Opening , Open Bottom,,Red Color,,with White Colour Fire Extinguisher Bottle Logo Wording,,Material: Red Heavy Duty Nylon Pvc, |  |  |  | 0314590024001 | 0314590000000 | 1.0000 | nos.
[0314610024001] PVC Cover – L9" X W6 1/2" X H20" For Combat FX – 4kg ABC c/w Velcro Strap c/w 1.5" Round Opening, Open Bottom, Red Color, with White Fire Extinguisher Bottle Logo Wording, Material: Heavy Duty Nylon PVC |  |  |  | 0314610024001 | 0314610000000 | 1.0000 | nos.
[0315460000000] 4Kg ABC Vehicle Bracket - Special Made C/W Metal Ring ( Painted Red ) C/W Ss304 Quick Release Lock Bare Finish |  |  |  | 0315460000000 | 0303570300000 | 0.0500 | pcs |  | 1.4 Accessories & Parts - Fire Ext
[0315460024001] 4Kg ABC Vehicle Bracket - H 350 mm x ID 143 mm, Special Made C/W Metal Ring ( Painted Red ) C/W Ss304 Quick Release Lock Bare Finish |  |  |  | 0315460024001 | 0303570300000 | 0.0700 | pcs |  | 1.4 Accessories & Parts - Fire Ext
[0315460024001] 4Kg ABC Vehicle Bracket - H 350 mm x ID 143 mm, Special Made C/W Metal Ring ( Painted Red ) C/W Ss304 Quick Release Lock Bare Finish |  |  |  | 0315460024001 | 0303010000000 | 0.0100 | kg |  | 1.4 Accessories & Parts - Fire Ext
[0316020000000] Empty Cylinder - Size 12kg (Vol. 12.1L) For ABC SP, Red Colour |  |  |  | 0316020000000 | 0302350000000 | 0.0900 | kg |  | 1.4 Accessories & Parts - Fire Ext
[0316020000000] Empty Cylinder - Size 12kg (Vol. 12.1L) For ABC SP, Red Colour |  |  |  | 0316020000000 | 0302340000000 | 0.0700 | kg |  | 1.4 Accessories & Parts - Fire Ext
[0316020000000] Empty Cylinder - Size 12kg (Vol. 12.1L) For ABC SP, Red Colour |  |  |  | 0316020000000 | 0303010000000 | 0.1400 | kg |  | 1.4 Accessories & Parts - Fire Ext
[0316020000000] Empty Cylinder - Size 12kg (Vol. 12.1L) For ABC SP, Red Colour |  |  |  | 0316020000000 | 0300720000000 | 1.0000 | nos. |  | 1.4 Accessories & Parts - Fire Ext
[0316020000000] Empty Cylinder - Size 12kg (Vol. 12.1L) For ABC SP, Red Colour |  |  |  | 0316020000000 | 0301070000000 | 0.1200 | kg |  | 1.4 Accessories & Parts - Fire Ext
[0316020000000] Empty Cylinder - Size 12kg (Vol. 12.1L) For ABC SP, Red Colour |  |  |  | 0316020000000 | 0303511200000 | 0.1700 | pcs |  | 1.4 Accessories & Parts - Fire Ext
[0316020000000] Empty Cylinder - Size 12kg (Vol. 12.1L) For ABC SP, Red Colour |  |  |  | 0316020000000 | 0302360000000 | 0.0800 | m3 |  | 1.4 Accessories & Parts - Fire Ext
[0316020100000] Empty Cylinder - Size 12Ltr/9Ltr Watermist (Vol. 12.1L) SP c/w Internal Lining, Red Colour |  |  |  | 0316020100000 | 0302360000000 | 0.0800 | m3 |  | 1.4 Accessories & Parts - Fire Ext
[0316020100000] Empty Cylinder - Size 12Ltr/9Ltr Watermist (Vol. 12.1L) SP c/w Internal Lining, Red Colour |  |  |  | 0316020100000 | 0300720000000 | 1.0000 | nos. |  | 1.4 Accessories & Parts - Fire Ext
[0316020100000] Empty Cylinder - Size 12Ltr/9Ltr Watermist (Vol. 12.1L) SP c/w Internal Lining, Red Colour |  |  |  | 0316020100000 | 0301070000000 | 0.1200 | kg |  | 1.4 Accessories & Parts - Fire Ext
[0316020100000] Empty Cylinder - Size 12Ltr/9Ltr Watermist (Vol. 12.1L) SP c/w Internal Lining, Red Colour |  |  |  | 0316020100000 | 0303010000000 | 0.1400 | kg |  | 1.4 Accessories & Parts - Fire Ext
[0316020100000] Empty Cylinder - Size 12Ltr/9Ltr Watermist (Vol. 12.1L) SP c/w Internal Lining, Red Colour |  |  |  | 0316020100000 | 0302490000000 | 0.3500 | kg |  | 1.4 Accessories & Parts - Fire Ext
[0316020100000] Empty Cylinder - Size 12Ltr/9Ltr Watermist (Vol. 12.1L) SP c/w Internal Lining, Red Colour |  |  |  | 0316020100000 | 0302340000000 | 0.0700 | kg |  | 1.4 Accessories & Parts - Fire Ext
[0316020100000] Empty Cylinder - Size 12Ltr/9Ltr Watermist (Vol. 12.1L) SP c/w Internal Lining, Red Colour |  |  |  | 0316020100000 | 0303511200000 | 0.1700 | pcs |  | 1.4 Accessories & Parts - Fire Ext
[0316020100000] Empty Cylinder - Size 12Ltr/9Ltr Watermist (Vol. 12.1L) SP c/w Internal Lining, Red Colour |  |  |  | 0316020100000 | 0302350000000 | 0.0900 | kg |  | 1.4 Accessories & Parts - Fire Ext
[0316030000000] Syphon Tube For 12kg ABC FX - 5/8" (OD15.9mm) x L507mm+3mm/-0, Material: UPVC |  |  |  | 0316030000000 | 0311790200000 | 0.3300 | nos. |  | 1.4 Accessories & Parts - Fire Ext
[0316040000000] Hose & Nozzle (New) Assembly - For 12kg ABC SP/Cart FX, Inlet: 1/4" x 19BSPF Male Thread (Chrome Plated), Outlet: Nozzle Orifice = 8.5mm (+/- 0.5mm), Hose Specs: Black Braided PVC, I/D 12.5mm x Thk 3.25mm x L620mm(+3/-0mm), with Min Burst 750PSI, Material Of Nozzle: Black PP Plastic, Printing On Hose: "Max Working Pressure 15.5Bar, Test Pressure 23Bar" |  |  |  | 0316040000000 | 0304780000000 | 0.1000 | nos. |  | 1.4 Accessories & Parts - Fire Ext
[0316300500000] 5Ft Applicator - FER T1 Applicator, Stainless Steel SS316 C/W Chrome Plated Brass Controllable CO2 Valve With SS Handle,,C/W Aluminium FER T1 Nozzle |  |  |  | 0316300500000 | 0300820000000 | 1.0000 | nos.
[0316300500000] 5Ft Applicator - FER T1 Applicator, Stainless Steel SS316 C/W Chrome Plated Brass Controllable CO2 Valve With SS Handle,,C/W Aluminium FER T1 Nozzle |  |  |  | 0316300500000 | 0313020000000 | 1.0000 | nos.
[0316300500000] 5Ft Applicator - FER T1 Applicator, Stainless Steel SS316 C/W Chrome Plated Brass Controllable CO2 Valve With SS Handle,,C/W Aluminium FER T1 Nozzle |  |  |  | 0316300500000 | 0316340000000 | 0.2600 | nos.
[0316300500000] 5Ft Applicator - FER T1 Applicator, Stainless Steel SS316 C/W Chrome Plated Brass Controllable CO2 Valve With SS Handle,,C/W Aluminium FER T1 Nozzle |  |  |  | 0316300500000 | 0307920500000 | 1.0000 | nos.
[0316300500000] 5Ft Applicator - FER T1 Applicator, Stainless Steel SS316 C/W Chrome Plated Brass Controllable CO2 Valve With SS Handle,,C/W Aluminium FER T1 Nozzle |  |  |  | 0316300500000 | 0318860200000 | 1.0000 | nos.
[0316300500000] 5Ft Applicator - FER T1 Applicator, Stainless Steel SS316 C/W Chrome Plated Brass Controllable CO2 Valve With SS Handle,,C/W Aluminium FER T1 Nozzle |  |  |  | 0316300500000 | 0312820000000 | 1.0000 | nos.
[0316300500000] 5Ft Applicator - FER T1 Applicator, Stainless Steel SS316 C/W Chrome Plated Brass Controllable CO2 Valve With SS Handle,,C/W Aluminium FER T1 Nozzle |  |  |  | 0316300500000 | 0319130000000 | 0.0100 | nos.
[0316310000000] DIA.525MM,,DRUM PLATE - FRONT WITH CENTER 100MM HOLE,,( RED COLOUR ),,ELECTRON GALVANISED 1.0MM, |  |  |  | 0316310000000 | 0313730000000 | 0.1200 | pcs
[0316310000000] DIA.525MM,,DRUM PLATE - FRONT WITH CENTER 100MM HOLE,,( RED COLOUR ),,ELECTRON GALVANISED 1.0MM, |  |  |  | 0316310000000 | 0303010000000 | 0.1000 | kg
[0316790000000] 16" Wheel Parts - Plate Cover (16" Dia X 1.2Mm Thk) - 1 Side,,Red Color,,Material: 1.2Mm Thk Eg Plate, |  |  |  | 0316790000000 | 0305420000000 | 0.0625 | pcs
[0316810018001] Foam - AFFF 1% TP, 0.09Ltr/bottle |  |  |  | 0316810018001 | 0323828700000 | 1.0000 | nos. |  | 1. Extinguishing Powder/ Foam/ Gas
[0316810018001] Foam - AFFF 1% TP, 0.09Ltr/bottle |  |  |  | 0316810018001 | 0316810000000 | 0.0900 | ltr |  | 1. Extinguishing Powder/ Foam/ Gas
[0316810018002] Foam - AFFF 1% TP, 0.5Ltr/bottle |  |  |  | 0316810018002 | 0323828800000 | 1.0000 | nos. |  | 1. Extinguishing Powder/ Foam/ Gas
[0316810018002] Foam - AFFF 1% TP, 0.5Ltr/bottle |  |  |  | 0316810018002 | 0316810000000 | 0.5000 | ltr |  | 1. Extinguishing Powder/ Foam/ Gas
[0316810018003] Foam - AFFF 1% TP, 1.35Ltr/bottle |  |  |  | 0316810018003 | 0323828900000 | 1.0000 | nos. |  | 1. Extinguishing Powder/ Foam/ Gas
[0316810018003] Foam - AFFF 1% TP, 1.35Ltr/bottle |  |  |  | 0316810018003 | 0316810000000 | 1.3500 | ltr |  | 1. Extinguishing Powder/ Foam/ Gas
[0317400019001] Fire Extinguishing Powder - ABC70 (25kg/Bag) |  |  |  | 0317400019001 | 0317400000000 | 25.0000 | kg |  | 1. Extinguishing Powder/ Foam/ Gas
[0317450000000] Hydrant Cap Opener - 350mm, Red Color |  |  |  | 0317450000000 | 0303010000000 | 0.0600 | kg |  | 1.2 Accessories & Parts - PH
[0317450000000] Hydrant Cap Opener - 350mm, Red Color |  |  |  | 0317450000000 | 0303570600000 | 0.0400 | pcs |  | 1.2 Accessories & Parts - PH
[0317450000000] Hydrant Cap Opener - 350mm, Red Color |  |  |  | 0317450000000 | 0321670000000 | 0.0600 | nos. |  | 1.2 Accessories & Parts - PH
[0318081000000] 1-1/2" X 30M Hose, Non-Conductive, WP20Bar (300Psi), Red Colour For HR-289 C/W 1½” NST Connection |  |  |  | 0318081000000 | 0321030300000 | 2.0000 | nos.
[0318081000000] 1-1/2" X 30M Hose, Non-Conductive, WP20Bar (300Psi), Red Colour For HR-289 C/W 1½” NST Connection |  |  |  | 0318081000000 | 0318080900000 | 1.0000 | nos.
[0318081000000] 1-1/2" X 30M Hose, Non-Conductive, WP20Bar (300Psi), Red Colour For HR-289 C/W 1½” NST Connection |  |  |  | 0318081000000 | 0320940500000 | 1.0000 | nos.
[0318081000000] 1-1/2" X 30M Hose, Non-Conductive, WP20Bar (300Psi), Red Colour For HR-289 C/W 1½” NST Connection |  |  |  | 0318081000000 | 0318311400000 | 1.0000 | nos.
[0318311400000] Adaptor - 1½” Serrated Hose End x 1½” NST/NHT/NH Male Thread, Material: Brass |  |  |  | 0318311400000 | 0315540000000 | 0.5500 | kg
[0318330700000] Automatic Halotron Fire Ext - Valve Complete For 4Kg & 6Kg, Material: Brass |  |  |  | 0318330700000 | 0303490000000 | 1.0000 | nos.
[0318330700000] Automatic Halotron Fire Ext - Valve Complete For 4Kg & 6Kg, Material: Brass |  |  |  | 0318330700000 | 0318350300000 | 1.0000 | nos.
[0318330700000] Automatic Halotron Fire Ext - Valve Complete For 4Kg & 6Kg, Material: Brass |  |  |  | 0318330700000 | 0318360300000 | 1.0000 | nos.
[0318330700000] Automatic Halotron Fire Ext - Valve Complete For 4Kg & 6Kg, Material: Brass |  |  |  | 0318330700000 | 0318550000000 | 1.0000 | nos.
[0318330700000] Automatic Halotron Fire Ext - Valve Complete For 4Kg & 6Kg, Material: Brass |  |  |  | 0318330700000 | 0313330500000 | 0.0400 | m
[0318330700000] Automatic Halotron Fire Ext - Valve Complete For 4Kg & 6Kg, Material: Brass |  |  |  | 0318330700000 | 0300780100000 | 2.0000 | nos.
[0318330700000] Automatic Halotron Fire Ext - Valve Complete For 4Kg & 6Kg, Material: Brass |  |  |  | 0318330700000 | 0300970000000 | 1.0000 | nos.
[0318330700000] Automatic Halotron Fire Ext - Valve Complete For 4Kg & 6Kg, Material: Brass |  |  |  | 0318330700000 | 0300970200000 | 1.0000 | nos.
[0318330700000] Automatic Halotron Fire Ext - Valve Complete For 4Kg & 6Kg, Material: Brass |  |  |  | 0318330700000 | 0318340100000 | 1.0000 | nos.
[0318330700000] Automatic Halotron Fire Ext - Valve Complete For 4Kg & 6Kg, Material: Brass |  |  |  | 0318330700000 | 0318380000000 | 1.0000 | nos.
[0318330700000] Automatic Halotron Fire Ext - Valve Complete For 4Kg & 6Kg, Material: Brass |  |  |  | 0318330700000 | 0304410000000 | 1.0000 | nos.
[0318330700000] Automatic Halotron Fire Ext - Valve Complete For 4Kg & 6Kg, Material: Brass |  |  |  | 0318330700000 | 0318240200000 | 1.0000 | nos.
[0318330700000] Automatic Halotron Fire Ext - Valve Complete For 4Kg & 6Kg, Material: Brass |  |  |  | 0318330700000 | 0318390000000 | 1.0000 | nos.
[0318330700000] Automatic Halotron Fire Ext - Valve Complete For 4Kg & 6Kg, Material: Brass |  |  |  | 0318330700000 | 0318400000000 | 1.0000 | nos.
[0318330700000] Automatic Halotron Fire Ext - Valve Complete For 4Kg & 6Kg, Material: Brass |  |  |  | 0318330700000 | 0319570000000 | 1.0000 | nos.
[0318330700000] Automatic Halotron Fire Ext - Valve Complete For 4Kg & 6Kg, Material: Brass |  |  |  | 0318330700000 | 0313290000000 | 0.0005 | roll
[0318330700000] Automatic Halotron Fire Ext - Valve Complete For 4Kg & 6Kg, Material: Brass |  |  |  | 0318330700000 | 0323790900000 | 1.0000 | nos.
[0318330700000] Automatic Halotron Fire Ext - Valve Complete For 4Kg & 6Kg, Material: Brass |  |  |  | 0318330700000 | 0313330300000 | 0.0800 | m
[0318330700000] Automatic Halotron Fire Ext - Valve Complete For 4Kg & 6Kg, Material: Brass |  |  |  | 0318330700000 | 0318370000000 | 1.0000 | nos.
[0318330700000] Automatic Halotron Fire Ext - Valve Complete For 4Kg & 6Kg, Material: Brass |  |  |  | 0318330700000 | 0318540300000 | 1.0000 | nos.
[0318330700000] Automatic Halotron Fire Ext - Valve Complete For 4Kg & 6Kg, Material: Brass |  |  |  | 0318330700000 | 0318420000000 | 2.0000 | nos.
[0318330700000] Automatic Halotron Fire Ext - Valve Complete For 4Kg & 6Kg, Material: Brass |  |  |  | 0318330700000 | 0318540000000 | 1.0000 | nos.
[0318330700000] Automatic Halotron Fire Ext - Valve Complete For 4Kg & 6Kg, Material: Brass |  |  |  | 0318330700000 | 0319100000000 | 1.0000 | nos.
[0318331200000] ,AUTOMATIC HALOTRON FIRE EXT, MANUAL ACTIVATOR COMPLETE W/O HOSE, |  |  |  | 0318331200000 | 0318410000000 | 1.0000 | nos.
[0318331200000] ,AUTOMATIC HALOTRON FIRE EXT, MANUAL ACTIVATOR COMPLETE W/O HOSE, |  |  |  | 0318331200000 | 0301860000000 | 1.0000 | nos.
[0318331200000] ,AUTOMATIC HALOTRON FIRE EXT, MANUAL ACTIVATOR COMPLETE W/O HOSE, |  |  |  | 0318331200000 | 0300300100000 | 1.0000 | nos.
[0318331200000] ,AUTOMATIC HALOTRON FIRE EXT, MANUAL ACTIVATOR COMPLETE W/O HOSE, |  |  |  | 0318331200000 | 0320150000000 | 1.0000 | nos.
[0318331200000] ,AUTOMATIC HALOTRON FIRE EXT, MANUAL ACTIVATOR COMPLETE W/O HOSE, |  |  |  | 0318331200000 | 0320450000000 | 1.0000 | nos.
[0318331200000] ,AUTOMATIC HALOTRON FIRE EXT, MANUAL ACTIVATOR COMPLETE W/O HOSE, |  |  |  | 0318331200000 | 0318331100000 | 1.0000 | nos.
[0318540300000] Valve Parts - Spindle Cap (Diaphragm Design),Material: Brass |  |  |  | 0318540300000 | 0318540000000 | 1.0000 | nos.
[0318590000000] Powder Gun Nozzle - Dia.18.8mm x HT 13.00mm, Part For 03079200,Drawing Ref: LFI-0208,Material: Brass |  |  |  | 0318590000000 | 0316490000000 | 0.0100 | kg |  | 1.4 Accessories & Parts - Fire Ext
[0318680023001] 2" In Line, PRV, 2" BSP Female Thread Inlet/Outlet, c/w Cast Iron Handwheel and Pressure Gauge, Red Color,c/w SS304 Spring (03192000),Inlet: 2" Female BSP Thread,Outlet: 2" Female BSP Thread,Material: LG2 |  |  |  | 0318680023001 | 0318680000000 | 1.0000 | nos. |  | 1.1.2 In-Line (Horizontal) - HP
[0318680023001] 2" In Line, PRV, 2" BSP Female Thread Inlet/Outlet, c/w Cast Iron Handwheel and Pressure Gauge, Red Color,c/w SS304 Spring (03192000),Inlet: 2" Female BSP Thread,Outlet: 2" Female BSP Thread,Material: LG2 |  |  |  | 0318680023001 | 0307860000000 | 1.0000 | nos. |  | 1.1.2 In-Line (Horizontal) - HP
[0318680023001] 2" In Line, PRV, 2" BSP Female Thread Inlet/Outlet, c/w Cast Iron Handwheel and Pressure Gauge, Red Color,c/w SS304 Spring (03192000),Inlet: 2" Female BSP Thread,Outlet: 2" Female BSP Thread,Material: LG2 |  |  |  | 0318680023001 | 0307830000000 | 1.0000 | nos. |  | 1.1.2 In-Line (Horizontal) - HP
[0318680023001] 2" In Line, PRV, 2" BSP Female Thread Inlet/Outlet, c/w Cast Iron Handwheel and Pressure Gauge, Red Color,c/w SS304 Spring (03192000),Inlet: 2" Female BSP Thread,Outlet: 2" Female BSP Thread,Material: LG2 |  |  |  | 0318680023001 | 0307800000000 | 1.0000 | nos. |  | 1.1.2 In-Line (Horizontal) - HP
[0318680023001] 2" In Line, PRV, 2" BSP Female Thread Inlet/Outlet, c/w Cast Iron Handwheel and Pressure Gauge, Red Color,c/w SS304 Spring (03192000),Inlet: 2" Female BSP Thread,Outlet: 2" Female BSP Thread,Material: LG2 |  |  |  | 0318680023001 | 0319270000000 | 1.0000 | nos. |  | 1.1.2 In-Line (Horizontal) - HP
[0318680023001] 2" In Line, PRV, 2" BSP Female Thread Inlet/Outlet, c/w Cast Iron Handwheel and Pressure Gauge, Red Color,c/w SS304 Spring (03192000),Inlet: 2" Female BSP Thread,Outlet: 2" Female BSP Thread,Material: LG2 |  |  |  | 0318680023001 | 0309680000000 | 1.0000 | nos. |  | 1.1.2 In-Line (Horizontal) - HP
[0318680023001] 2" In Line, PRV, 2" BSP Female Thread Inlet/Outlet, c/w Cast Iron Handwheel and Pressure Gauge, Red Color,c/w SS304 Spring (03192000),Inlet: 2" Female BSP Thread,Outlet: 2" Female BSP Thread,Material: LG2 |  |  |  | 0318680023001 | 0319610200000 | 1.0000 | nos. |  | 1.1.2 In-Line (Horizontal) - HP
[0318680023001] 2" In Line, PRV, 2" BSP Female Thread Inlet/Outlet, c/w Cast Iron Handwheel and Pressure Gauge, Red Color,c/w SS304 Spring (03192000),Inlet: 2" Female BSP Thread,Outlet: 2" Female BSP Thread,Material: LG2 |  |  |  | 0318680023001 | 0323790200000 | 1.0000 | nos. |  | 1.1.2 In-Line (Horizontal) - HP
[0318680023001] 2" In Line, PRV, 2" BSP Female Thread Inlet/Outlet, c/w Cast Iron Handwheel and Pressure Gauge, Red Color,c/w SS304 Spring (03192000),Inlet: 2" Female BSP Thread,Outlet: 2" Female BSP Thread,Material: LG2 |  |  |  | 0318680023001 | 0307760400000 | 1.0000 | nos. |  | 1.1.2 In-Line (Horizontal) - HP
[0318680023001] 2" In Line, PRV, 2" BSP Female Thread Inlet/Outlet, c/w Cast Iron Handwheel and Pressure Gauge, Red Color,c/w SS304 Spring (03192000),Inlet: 2" Female BSP Thread,Outlet: 2" Female BSP Thread,Material: LG2 |  |  |  | 0318680023001 | 0302610000000 | 1.0000 | nos. |  | 1.1.2 In-Line (Horizontal) - HP
[0318680023001] 2" In Line, PRV, 2" BSP Female Thread Inlet/Outlet, c/w Cast Iron Handwheel and Pressure Gauge, Red Color,c/w SS304 Spring (03192000),Inlet: 2" Female BSP Thread,Outlet: 2" Female BSP Thread,Material: LG2 |  |  |  | 0318680023001 | 0307580000000 | 1.0000 | nos. |  | 1.1.2 In-Line (Horizontal) - HP
[0318990200000] Bush - Hand Crank Holder For Continuous Hose Reel,Bare Finishing,Material: SS316,OD Dia 35.0 x 23mm (L), 19 x 19 Slot |  |  |  | 0318990200000 | 0314510000000 | 0.0300 | m
[0319000100000] Jet/Spray Nozzle - C18P Nozzle c/w 1" BSP Male Inlet, w/o Swivel, Material: Nickle Aluminium Bronze AB2 |  |  |  | 0319000100000 | 0318311100000 | 1.0000 | nos. |  | 1. Nozzles/ Monitors
[0319000100000] Jet/Spray Nozzle - C18P Nozzle c/w 1" BSP Male Inlet, w/o Swivel, Material: Nickle Aluminium Bronze AB2 |  |  |  | 0319000100000 | 0319000000000 | 1.0000 | nos. |  | 1. Nozzles/ Monitors
[0319000300000] Jet/Spray Nozzle - C18P Brass Nozzle c/w 2.5" Male Instantaneous Adaptor & Swivel, Inlet : 2.5" Male Instantaneous, Material: Brass |  |  |  | 0319000300000 | 0319930200000 | 1.0000 | nos. |  | 1. Nozzles/ Monitors
[0319000300000] Jet/Spray Nozzle - C18P Brass Nozzle c/w 2.5" Male Instantaneous Adaptor & Swivel, Inlet : 2.5" Male Instantaneous, Material: Brass |  |  |  | 0319000300000 | 0312600400000 | 1.0000 | nos. |  | 1. Nozzles/ Monitors
[0319000300000] Jet/Spray Nozzle - C18P Brass Nozzle c/w 2.5" Male Instantaneous Adaptor & Swivel, Inlet : 2.5" Male Instantaneous, Material: Brass |  |  |  | 0319000300000 | 0319000000000 | 1.0000 | nos. |  | 1. Nozzles/ Monitors
[0319150100000] 2.3L CO2 Cyl c/w CE Approval Complete With CE Turn Valve WITHOUT SYPHON TUBE c/w 1.5kg CO2 Gas Refill, Red Color Material: Alloy Steel |  |  |  | 0319150100000 | 0301370100000 | 1.0000 | nos. |  | 1.4 Accessories & Parts - Fire Ext
[0319150100000] 2.3L CO2 Cyl c/w CE Approval Complete With CE Turn Valve WITHOUT SYPHON TUBE c/w 1.5kg CO2 Gas Refill, Red Color Material: Alloy Steel |  |  |  | 0319150100000 | 0300150100000 | 1.0000 | nos. |  | 1.4 Accessories & Parts - Fire Ext
[0319150100000] 2.3L CO2 Cyl c/w CE Approval Complete With CE Turn Valve WITHOUT SYPHON TUBE c/w 1.5kg CO2 Gas Refill, Red Color Material: Alloy Steel |  |  |  | 0319150100000 | 0319150000000 | 1.0000 | nos. |  | 1.4 Accessories & Parts - Fire Ext
[0319150200000] 2.3L CO2 Cylinder with CE Approval Complete With CE Turn Valve WITHOUT SYPHON TUBE c/w 800g CO2 Gas Refill, Red Color, Material: Alloy Steel |  |  |  | 0319150200000 | 0319150300000 | 1.0000 | nos. |  | 1.4 Accessories & Parts - Fire Ext
[0319150300000] 2.3L CO2 Cyl c/w CE Approval Complete With CE Turn Valve WITHOUT SYPHONE TUBE c/w 1.0kg CO2 Gas Refill, Red Color, Material: Alloy Steel |  |  |  | 0319150300000 | 0319150100000 | 1.0000 | nos. |  | 1.4 Accessories & Parts - Fire Ext
[0319160100000] 3.0L CO2 Cylinder with CE Approval Complete with CE Turn Valve WITHOUT SYPHON TUBE c/w 2.0kg CO2 Gas Refill, Red Color, Material: Alloy Steel |  |  |  | 0319160100000 | 0300300000000 | 1.0000 | nos. |  | 1.4 Accessories & Parts - Fire Ext
[0319160100000] 3.0L CO2 Cylinder with CE Approval Complete with CE Turn Valve WITHOUT SYPHON TUBE c/w 2.0kg CO2 Gas Refill, Red Color, Material: Alloy Steel |  |  |  | 0319160100000 | 0301370100000 | 1.0000 | nos. |  | 1.4 Accessories & Parts - Fire Ext
[0319160100000] 3.0L CO2 Cylinder with CE Approval Complete with CE Turn Valve WITHOUT SYPHON TUBE c/w 2.0kg CO2 Gas Refill, Red Color, Material: Alloy Steel |  |  |  | 0319160100000 | 0300150100000 | 1.0000 | nos. |  | 1.4 Accessories & Parts - Fire Ext
[0319160100000] 3.0L CO2 Cylinder with CE Approval Complete with CE Turn Valve WITHOUT SYPHON TUBE c/w 2.0kg CO2 Gas Refill, Red Color, Material: Alloy Steel |  |  |  | 0319160100000 | 0301860000000 | 1.0000 | nos. |  | 1.4 Accessories & Parts - Fire Ext
[0319160100000] 3.0L CO2 Cylinder with CE Approval Complete with CE Turn Valve WITHOUT SYPHON TUBE c/w 2.0kg CO2 Gas Refill, Red Color, Material: Alloy Steel |  |  |  | 0319160100000 | 0319160000000 | 1.0000 | nos. |  | 1.4 Accessories & Parts - Fire Ext
[0319170100000] 4.5L CO2 Cylinder with CE Approval Complete with CE Turn Valve WITHOUT SYPHON TUBE c/w 3.0kg CO2 Gas Refill, Red Color Material: Alloy Steel |  |  |  | 0319170100000 | 0300150100000 | 1.0000 | nos. |  | 1.4 Accessories & Parts - Fire Ext
[0319170100000] 4.5L CO2 Cylinder with CE Approval Complete with CE Turn Valve WITHOUT SYPHON TUBE c/w 3.0kg CO2 Gas Refill, Red Color Material: Alloy Steel |  |  |  | 0319170100000 | 0301370100000 | 1.0000 | nos. |  | 1.4 Accessories & Parts - Fire Ext
[0319170100000] 4.5L CO2 Cylinder with CE Approval Complete with CE Turn Valve WITHOUT SYPHON TUBE c/w 3.0kg CO2 Gas Refill, Red Color Material: Alloy Steel |  |  |  | 0319170100000 | 0319170000000 | 1.0000 | nos. |  | 1.4 Accessories & Parts - Fire Ext
[0319170200000] 6.0L CO2 Cyl c/w CE Approval Complete With CE Turn Valve WITHOUT SYPHON TUBE c/w 3.5kg CO2 Gas Refill, Red Color, Material: Alloy Steel |  |  |  | 0319170200000 | 0319180000000 | 1.0000 | nos. |  | 1.4 Accessories & Parts - Fire Ext
[0319170200000] 6.0L CO2 Cyl c/w CE Approval Complete With CE Turn Valve WITHOUT SYPHON TUBE c/w 3.5kg CO2 Gas Refill, Red Color, Material: Alloy Steel |  |  |  | 0319170200000 | 0300150100000 | 1.0000 | nos. |  | 1.4 Accessories & Parts - Fire Ext
[0319170200000] 6.0L CO2 Cyl c/w CE Approval Complete With CE Turn Valve WITHOUT SYPHON TUBE c/w 3.5kg CO2 Gas Refill, Red Color, Material: Alloy Steel |  |  |  | 0319170200000 | 0301370100000 | 1.0000 | nos. |  | 1.4 Accessories & Parts - Fire Ext
[0319180100000] 6.0L CO2 Cylinder with CE Approval Complete with CE Turn Valve WITHOUT SYPHON TUBE c/w 4.0kg CO2 Gas Refill, Red Color Material: Alloy Steel |  |  |  | 0319180100000 | 0319180000000 | 1.0000 | nos. |  | 1.4 Accessories & Parts - Fire Ext
[0319180100000] 6.0L CO2 Cylinder with CE Approval Complete with CE Turn Valve WITHOUT SYPHON TUBE c/w 4.0kg CO2 Gas Refill, Red Color Material: Alloy Steel |  |  |  | 0319180100000 | 0300150100000 | 1.0000 | nos. |  | 1.4 Accessories & Parts - Fire Ext
[0319180100000] 6.0L CO2 Cylinder with CE Approval Complete with CE Turn Valve WITHOUT SYPHON TUBE c/w 4.0kg CO2 Gas Refill, Red Color Material: Alloy Steel |  |  |  | 0319180100000 | 0301370100000 | 1.0000 | nos. |  | 1.4 Accessories & Parts - Fire Ext
[0319540100000] Hose & Nozzle Assembly - 6 Liter Lithium FX, Inlet: ¼" X 19BSPF Male Thread (Chrome Plated), Outlet: Nozzle Orifice = 3xØ1.5mm (+/- 0.5mm), Hose Specs: Black Braided PVC, I/D 12.5mm X Thk 3.25mm X L450mm With Min Burst 750PSI, Material Of Nozzle: SS304, Printing on Hose: "Max Working Pressure 15.5Bar, Test Pressure 23Bar" |  |  |  | 0319540100000 | 0300290200000 | 1.0000 | nos. |  | 1.4 Accessories & Parts - Fire Ext
[0319540100000] Hose & Nozzle Assembly - 6 Liter Lithium FX, Inlet: ¼" X 19BSPF Male Thread (Chrome Plated), Outlet: Nozzle Orifice = 3xØ1.5mm (+/- 0.5mm), Hose Specs: Black Braided PVC, I/D 12.5mm X Thk 3.25mm X L450mm With Min Burst 750PSI, Material Of Nozzle: SS304, Printing on Hose: "Max Working Pressure 15.5Bar, Test Pressure 23Bar" |  |  |  | 0319540100000 | 0300830400000 | 1.0000 | nos. |  | 1.4 Accessories & Parts - Fire Ext
[0319680000000] 4",Flange - 4" Pn16 Ff Weld Neck Flange,,Material: Carbon Steel (Astm A105N), |  |  |  | 0319680000000 | 0319670000000 | 1.0000 | nos.
[0319740000000] 5/8" DIA X L 3 1/2",STUD BOLT A193-B7,,C/W ELECTRO-PLATED FINISHING, |  |  |  | 0319740000000 | 0322080400000 | 0.0500 | nos.
[0320190000000] 16" Wheel Parts - Bearing Housing (Carbon Steel Pipe),O/D 42.2mm X L68mm,Material: Mild Steel |  |  |  | 0320190000000 | 0320230000000 | 0.0120 | nos.
[0320260000000] 3",Flange - 3" Ansi #150 Ff Weld Neck Flange,,Material: Carbon Steel (Astm A105N), |  |  |  | 0320260000000 | 0320260200000 | 1.0000 | nos.
[0320500000000] 3.0mm Bracket - 185mm x 100mm x 30mm x Thk 3mm For Fixed Hosereel (Red Colour), Material: Mild Steel Sheet |  |  |  | 0320500000000 | 0303570300000 | 0.0400 | pcs
[0320620500000] 1-1/2" Waterway Complete Assembly, 1-1/2" BSPT(M) Swivel Inlet, 1-1/2" Swivel Serrated Tail Outlet,Waterway Set c/w Bush Housing (03159000/03159001) 1pc Each And 2 Bush Adaptor (03159002), Material: Gunmetal |  |  |  | 0320620500000 | 0315900200000 | 2.0000 | nos. |  | 1.2 Accessories & Parts - HR
[0320620500000] 1-1/2" Waterway Complete Assembly, 1-1/2" BSPT(M) Swivel Inlet, 1-1/2" Swivel Serrated Tail Outlet,Waterway Set c/w Bush Housing (03159000/03159001) 1pc Each And 2 Bush Adaptor (03159002), Material: Gunmetal |  |  |  | 0320620500000 | 0315900000000 | 1.0000 | nos. |  | 1.2 Accessories & Parts - HR
[0320620500000] 1-1/2" Waterway Complete Assembly, 1-1/2" BSPT(M) Swivel Inlet, 1-1/2" Swivel Serrated Tail Outlet,Waterway Set c/w Bush Housing (03159000/03159001) 1pc Each And 2 Bush Adaptor (03159002), Material: Gunmetal |  |  |  | 0320620500000 | 0315900100000 | 1.0000 | nos. |  | 1.2 Accessories & Parts - HR
[0320620500000] 1-1/2" Waterway Complete Assembly, 1-1/2" BSPT(M) Swivel Inlet, 1-1/2" Swivel Serrated Tail Outlet,Waterway Set c/w Bush Housing (03159000/03159001) 1pc Each And 2 Bush Adaptor (03159002), Material: Gunmetal |  |  |  | 0320620500000 | 0320620300000 | 1.0000 | nos. |  | 1.2 Accessories & Parts - HR
[0320740100000] Angle Swing Arm Parts - Pipe Assy,,Red,,Material: Ms, |  |  |  | 0320740100000 | 0320720100000 | 1.0000 | nos.
[0320740100000] Angle Swing Arm Parts - Pipe Assy,,Red,,Material: Ms, |  |  |  | 0320740100000 | 0320730100000 | 1.0000 | nos.
[0320840100000] Angle Swing Arm Parts - Guide Top Assy,,Red,,Material: Ms, |  |  |  | 0320840100000 | 0323784600000 | 2.0000 | nos.
[0320840100000] Angle Swing Arm Parts - Guide Top Assy,,Red,,Material: Ms, |  |  |  | 0320840100000 | 0313670200000 | 0.0100 | pcs
[0320850000000] Angle Swing Arm Complete - For Drum Dia 585Mm (Right Mounting),,Hairline,,Material: Ss316, |  |  |  | 0320850000000 | 0320740000000 | 1.0000 | nos. |  | 1.2 Accessories & Parts - HR
[0320850000000] Angle Swing Arm Complete - For Drum Dia 585Mm (Right Mounting),,Hairline,,Material: Ss316, |  |  |  | 0320850000000 | 0320810000000 | 1.0000 | nos. |  | 1.2 Accessories & Parts - HR
[0320850000000] Angle Swing Arm Complete - For Drum Dia 585Mm (Right Mounting),,Hairline,,Material: Ss316, |  |  |  | 0320850000000 | 0320840000000 | 1.0000 | nos. |  | 1.2 Accessories & Parts - HR
[0320850000000] Angle Swing Arm Complete - For Drum Dia 585Mm (Right Mounting),,Hairline,,Material: Ss316, |  |  |  | 0320850000000 | 0320770000000 | 1.0000 | nos. |  | 1.2 Accessories & Parts - HR
[0320850100000] Angle Swing Arm Complete - For Drum Dia 585Mm (Right Mounting),,Red,Material: Ms, |  |  |  | 0320850100000 | 0320770100000 | 1.0000 | nos. |  | 1.2 Accessories & Parts - HR
[0320850100000] Angle Swing Arm Complete - For Drum Dia 585Mm (Right Mounting),,Red,Material: Ms, |  |  |  | 0320850100000 | 0320840100000 | 1.0000 | nos. |  | 1.2 Accessories & Parts - HR
[0320850100000] Angle Swing Arm Complete - For Drum Dia 585Mm (Right Mounting),,Red,Material: Ms, |  |  |  | 0320850100000 | 0320740100000 | 1.0000 | nos. |  | 1.2 Accessories & Parts - HR
[0320850100000] Angle Swing Arm Complete - For Drum Dia 585Mm (Right Mounting),,Red,Material: Ms, |  |  |  | 0320850100000 | 0320810100000 | 1.0000 | nos. |  | 1.2 Accessories & Parts - HR
[0320850500000] Angle Swing Arm Complete - For Drum Dia 585Mm (Right Mounting),,Red,,Material: Ss316, |  |  |  | 0320850500000 | 0320740200000 | 1.0000 | nos.
[0320850500000] Angle Swing Arm Complete - For Drum Dia 585Mm (Right Mounting),,Red,,Material: Ss316, |  |  |  | 0320850500000 | 0320810500000 | 1.0000 | nos.
[0320850500000] Angle Swing Arm Complete - For Drum Dia 585Mm (Right Mounting),,Red,,Material: Ss316, |  |  |  | 0320850500000 | 0320840200000 | 1.0000 | nos.
[0320850500000] Angle Swing Arm Complete - For Drum Dia 585Mm (Right Mounting),,Red,,Material: Ss316, |  |  |  | 0320850500000 | 0320770200000 | 1.0000 | nos.
[0320880000000] Angle Swing Arm Complete - For Drum Dia 650Mm (Right Mounting),,Hairline,,Material: Ss316, |  |  |  | 0320880000000 | 0320870000000 | 1.0000 | nos. |  | 1.2 Accessories & Parts - HR
[0320880000000] Angle Swing Arm Complete - For Drum Dia 650Mm (Right Mounting),,Hairline,,Material: Ss316, |  |  |  | 0320880000000 | 0320740000000 | 1.0000 | nos. |  | 1.2 Accessories & Parts - HR
[0320880000000] Angle Swing Arm Complete - For Drum Dia 650Mm (Right Mounting),,Hairline,,Material: Ss316, |  |  |  | 0320880000000 | 0320840000000 | 1.0000 | nos. |  | 1.2 Accessories & Parts - HR
[0320880000000] Angle Swing Arm Complete - For Drum Dia 650Mm (Right Mounting),,Hairline,,Material: Ss316, |  |  |  | 0320880000000 | 0320770000000 | 1.0000 | nos. |  | 1.2 Accessories & Parts - HR
[0320880100000] Angle Swing Arm Complete - For Drum Dia 650Mm (Right Mounting),,Red,,Material: Ms, |  |  |  | 0320880100000 | 0320870100000 | 1.0000 | nos. |  | 1.2 Accessories & Parts - HR
[0320880100000] Angle Swing Arm Complete - For Drum Dia 650Mm (Right Mounting),,Red,,Material: Ms, |  |  |  | 0320880100000 | 0320770100000 | 1.0000 | nos. |  | 1.2 Accessories & Parts - HR
[0320880100000] Angle Swing Arm Complete - For Drum Dia 650Mm (Right Mounting),,Red,,Material: Ms, |  |  |  | 0320880100000 | 0320840100000 | 1.0000 | nos. |  | 1.2 Accessories & Parts - HR
[0320880100000] Angle Swing Arm Complete - For Drum Dia 650Mm (Right Mounting),,Red,,Material: Ms, |  |  |  | 0320880100000 | 0320740100000 | 1.0000 | nos. |  | 1.2 Accessories & Parts - HR
[0320960100000] Ferrule - For 1" High Pressure Hose (COMBAT), Material: SS316 |  |  |  | 0320960100000 | 0320270100000 | 0.0100 | nos. |  | Accessories & Parts - HR
[0320970200000] Double Waterway - 1" Waterway Top Inlet Complete Assy,,Inlet: 1" Bsp(M),,Outlet: 1" Bsp(M),,Material: Titanium |  |  |  | 0320970200000 | 0320420000000 | 3.0000 | nos. |  | 1.2 Accessories & Parts - HR
[0320970200000] Double Waterway - 1" Waterway Top Inlet Complete Assy,,Inlet: 1" Bsp(M),,Outlet: 1" Bsp(M),,Material: Titanium |  |  |  | 0320970200000 | 0320890100000 | 1.0000 | nos. |  | 1.2 Accessories & Parts - HR
[0320970200000] Double Waterway - 1" Waterway Top Inlet Complete Assy,,Inlet: 1" Bsp(M),,Outlet: 1" Bsp(M),,Material: Titanium |  |  |  | 0320970200000 | 0302670000000 | 4.0000 | nos. |  | 1.2 Accessories & Parts - HR
[0320970200000] Double Waterway - 1" Waterway Top Inlet Complete Assy,,Inlet: 1" Bsp(M),,Outlet: 1" Bsp(M),,Material: Titanium |  |  |  | 0320970200000 | 0320900100000 | 2.0000 | nos. |  | 1.2 Accessories & Parts - HR
[0320970200000] Double Waterway - 1" Waterway Top Inlet Complete Assy,,Inlet: 1" Bsp(M),,Outlet: 1" Bsp(M),,Material: Titanium |  |  |  | 0320970200000 | 0320990100000 | 1.0000 | nos. |  | 1.2 Accessories & Parts - HR
[0320970200000] Double Waterway - 1" Waterway Top Inlet Complete Assy,,Inlet: 1" Bsp(M),,Outlet: 1" Bsp(M),,Material: Titanium |  |  |  | 0320970200000 | 0320910000000 | 1.0000 | nos. |  | 1.2 Accessories & Parts - HR
[0320970200000] Double Waterway - 1" Waterway Top Inlet Complete Assy,,Inlet: 1" Bsp(M),,Outlet: 1" Bsp(M),,Material: Titanium |  |  |  | 0320970200000 | 0320930000000 | 1.0000 | nos. |  | 1.2 Accessories & Parts - HR
[0320970200000] Double Waterway - 1" Waterway Top Inlet Complete Assy,,Inlet: 1" Bsp(M),,Outlet: 1" Bsp(M),,Material: Titanium |  |  |  | 0320970200000 | 0323070100000 | 2.0000 | nos. |  | 1.2 Accessories & Parts - HR
[0320970300000] Double Waterway - 1" Waterway Top Inlet Complete Assy, Inlet 1" BSP(M), Outlet: 1" BSP(M), Material: LG2 |  |  |  | 0320970300000 | 0302670000000 | 4.0000 | nos. |  | 1.2 Accessories & Parts - HR
[0320970300000] Double Waterway - 1" Waterway Top Inlet Complete Assy, Inlet 1" BSP(M), Outlet: 1" BSP(M), Material: LG2 |  |  |  | 0320970300000 | 0320900400000 | 2.0000 | nos. |  | 1.2 Accessories & Parts - HR
[0320970300000] Double Waterway - 1" Waterway Top Inlet Complete Assy, Inlet 1" BSP(M), Outlet: 1" BSP(M), Material: LG2 |  |  |  | 0320970300000 | 0320990200000 | 1.0000 | nos. |  | 1.2 Accessories & Parts - HR
[0320970300000] Double Waterway - 1" Waterway Top Inlet Complete Assy, Inlet 1" BSP(M), Outlet: 1" BSP(M), Material: LG2 |  |  |  | 0320970300000 | 0320420000000 | 3.0000 | nos. |  | 1.2 Accessories & Parts - HR
[0320970300000] Double Waterway - 1" Waterway Top Inlet Complete Assy, Inlet 1" BSP(M), Outlet: 1" BSP(M), Material: LG2 |  |  |  | 0320970300000 | 0320890200000 | 1.0000 | nos. |  | 1.2 Accessories & Parts - HR
[0320970300000] Double Waterway - 1" Waterway Top Inlet Complete Assy, Inlet 1" BSP(M), Outlet: 1" BSP(M), Material: LG2 |  |  |  | 0320970300000 | 0320910000000 | 1.0000 | nos. |  | 1.2 Accessories & Parts - HR
[0320970300000] Double Waterway - 1" Waterway Top Inlet Complete Assy, Inlet 1" BSP(M), Outlet: 1" BSP(M), Material: LG2 |  |  |  | 0320970300000 | 0320930000000 | 1.0000 | nos. |  | 1.2 Accessories & Parts - HR
[0320970300000] Double Waterway - 1" Waterway Top Inlet Complete Assy, Inlet 1" BSP(M), Outlet: 1" BSP(M), Material: LG2 |  |  |  | 0320970300000 | 0323070000000 | 2.0000 | nos. |  | 1.2 Accessories & Parts - HR
[0321020500000] Adaptor - Swivel Adaptor For 1" BSP Inlet(M), 1" BSP Outlet(F), Brass |  |  |  | 0321020500000 | 0319890500000 | 1.0000 | nos.
[0321020500000] Adaptor - Swivel Adaptor For 1" BSP Inlet(M), 1" BSP Outlet(F), Brass |  |  |  | 0321020500000 | 0319890400000 | 1.0000 | nos.
[0321020500000] Adaptor - Swivel Adaptor For 1" BSP Inlet(M), 1" BSP Outlet(F), Brass |  |  |  | 0321020500000 | 0319910000000 | 2.0000 | nos.
[0321020500000] Adaptor - Swivel Adaptor For 1" BSP Inlet(M), 1" BSP Outlet(F), Brass |  |  |  | 0321020500000 | 0319910400000 | 1.0000 | nos.
[0321020500000] Adaptor - Swivel Adaptor For 1" BSP Inlet(M), 1" BSP Outlet(F), Brass |  |  |  | 0321020500000 | 0319900300000 | 1.0000 | nos.
[0321030000000] Ferrule - Aluminium Ferrule For 1-1/4" Fire Hose (Heavy Duty),Material: O/D 2" X 3.0Mm Thk Aluminum Pipe (03038904) |  |  |  | 0321030000000 | 0303890400000 | 0.0075 | nos.
[0321030300000] Ferrule - For 1 1/2" High Prssure Hose (Unigawa Hose), Ss316,Material: Ss316, |  |  |  | 0321030300000 | 0320270300000 | 0.1000 | nos.
[0321030400000] Ferrule - For 1 1/2" High Pressure Hose (Unigawa Hose),Material: Aluminium |  |  |  | 0321030400000 | 0323990500000 | 0.0080 | pcs
[0321050200000] Double Waterway - 1 1/4" Waterway Top Inlet Complete Assy,,Inlet: 1 1/4" Bsp(M),,Outlet: 1" Bsp(M),,Material: Titanium |  |  |  | 0321050200000 | 0320890100000 | 1.0000 | nos. |  | 1.2 Accessories & Parts - HR
[0321050200000] Double Waterway - 1 1/4" Waterway Top Inlet Complete Assy,,Inlet: 1 1/4" Bsp(M),,Outlet: 1" Bsp(M),,Material: Titanium |  |  |  | 0321050200000 | 0321000000000 | 1.0000 | nos. |  | 1.2 Accessories & Parts - HR
[0321050200000] Double Waterway - 1 1/4" Waterway Top Inlet Complete Assy,,Inlet: 1 1/4" Bsp(M),,Outlet: 1" Bsp(M),,Material: Titanium |  |  |  | 0321050200000 | 0320420000000 | 2.0000 | nos. |  | 1.2 Accessories & Parts - HR
[0321050200000] Double Waterway - 1 1/4" Waterway Top Inlet Complete Assy,,Inlet: 1 1/4" Bsp(M),,Outlet: 1" Bsp(M),,Material: Titanium |  |  |  | 0321050200000 | 0321010000000 | 2.0000 | nos. |  | 1.2 Accessories & Parts - HR
[0321050200000] Double Waterway - 1 1/4" Waterway Top Inlet Complete Assy,,Inlet: 1 1/4" Bsp(M),,Outlet: 1" Bsp(M),,Material: Titanium |  |  |  | 0321050200000 | 0320910000000 | 1.0000 | nos. |  | 1.2 Accessories & Parts - HR
[0321050200000] Double Waterway - 1 1/4" Waterway Top Inlet Complete Assy,,Inlet: 1 1/4" Bsp(M),,Outlet: 1" Bsp(M),,Material: Titanium |  |  |  | 0321050200000 | 0320900100000 | 2.0000 | nos. |  | 1.2 Accessories & Parts - HR
[0321050200000] Double Waterway - 1 1/4" Waterway Top Inlet Complete Assy,,Inlet: 1 1/4" Bsp(M),,Outlet: 1" Bsp(M),,Material: Titanium |  |  |  | 0321050200000 | 0320980000000 | 2.0000 | nos. |  | 1.2 Accessories & Parts - HR
[0321050200000] Double Waterway - 1 1/4" Waterway Top Inlet Complete Assy,,Inlet: 1 1/4" Bsp(M),,Outlet: 1" Bsp(M),,Material: Titanium |  |  |  | 0321050200000 | 0302670000000 | 4.0000 | nos. |  | 1.2 Accessories & Parts - HR
[0321050200000] Double Waterway - 1 1/4" Waterway Top Inlet Complete Assy,,Inlet: 1 1/4" Bsp(M),,Outlet: 1" Bsp(M),,Material: Titanium |  |  |  | 0321050200000 | 0321020100000 | 2.0000 | nos. |  | 1.2 Accessories & Parts - HR
[0321050200000] Double Waterway - 1 1/4" Waterway Top Inlet Complete Assy,,Inlet: 1 1/4" Bsp(M),,Outlet: 1" Bsp(M),,Material: Titanium |  |  |  | 0321050200000 | 0321060100000 | 1.0000 | nos. |  | 1.2 Accessories & Parts - HR
[0321050200000] Double Waterway - 1 1/4" Waterway Top Inlet Complete Assy,,Inlet: 1 1/4" Bsp(M),,Outlet: 1" Bsp(M),,Material: Titanium |  |  |  | 0321050200000 | 0321040100000 | 1.0000 | nos. |  | 1.2 Accessories & Parts - HR
[0321050300000] Double Waterway - 1 1/4" Waterway Top Inlet Complete Assy,,Inlet: 1 1/4" Bsp(M),,Outlet: 1" Bsp(M),,Material: Lg2 |  |  |  | 0321050300000 | 0320420000000 | 2.0000 | nos. |  | 1.2 Accessories & Parts - HR
[0321050300000] Double Waterway - 1 1/4" Waterway Top Inlet Complete Assy,,Inlet: 1 1/4" Bsp(M),,Outlet: 1" Bsp(M),,Material: Lg2 |  |  |  | 0321050300000 | 0321070000000 | 1.0000 | nos. |  | 1.2 Accessories & Parts - HR
[0321050300000] Double Waterway - 1 1/4" Waterway Top Inlet Complete Assy,,Inlet: 1 1/4" Bsp(M),,Outlet: 1" Bsp(M),,Material: Lg2 |  |  |  | 0321050300000 | 0320890000000 | 1.0000 | nos. |  | 1.2 Accessories & Parts - HR
[0321050300000] Double Waterway - 1 1/4" Waterway Top Inlet Complete Assy,,Inlet: 1 1/4" Bsp(M),,Outlet: 1" Bsp(M),,Material: Lg2 |  |  |  | 0321050300000 | 0320900400000 | 1.0000 | nos. |  | 1.2 Accessories & Parts - HR
[0321050300000] Double Waterway - 1 1/4" Waterway Top Inlet Complete Assy,,Inlet: 1 1/4" Bsp(M),,Outlet: 1" Bsp(M),,Material: Lg2 |  |  |  | 0321050300000 | 0302670000000 | 4.0000 | nos. |  | 1.2 Accessories & Parts - HR
[0321050300000] Double Waterway - 1 1/4" Waterway Top Inlet Complete Assy,,Inlet: 1 1/4" Bsp(M),,Outlet: 1" Bsp(M),,Material: Lg2 |  |  |  | 0321050300000 | 0320910000000 | 1.0000 | nos. |  | 1.2 Accessories & Parts - HR
[0321050300000] Double Waterway - 1 1/4" Waterway Top Inlet Complete Assy,,Inlet: 1 1/4" Bsp(M),,Outlet: 1" Bsp(M),,Material: Lg2 |  |  |  | 0321050300000 | 0320930000000 | 1.0000 | nos. |  | 1.2 Accessories & Parts - HR
[0321120400000] Drum Holder - Dia.200Mm X L180Mm X D75 For Double Waterway,,Red,1.5Mm,Eg Plate |  |  |  | 0321120400000 | 0303600500000 | 0.0300 | pcs |  | 1.2 Accessories & Parts - HR
[0321120400000] Drum Holder - Dia.200Mm X L180Mm X D75 For Double Waterway,,Red,1.5Mm,Eg Plate |  |  |  | 0321120400000 | 0303010000000 | 0.0200 | kg |  | 1.2 Accessories & Parts - HR
[0321120900000] Drum Holder - Dia.200Mm X L180Mm X D75 For Double Waterway,,Red,,1.2Mm,Ss316 |  |  |  | 0321120900000 | 0304330000000 | 0.0300 | pcs |  | 1.2 Accessories & Parts - HR
[0321120900000] Drum Holder - Dia.200Mm X L180Mm X D75 For Double Waterway,,Red,,1.2Mm,Ss316 |  |  |  | 0321120900000 | 0303010000000 | 0.0200 | kg |  | 1.2 Accessories & Parts - HR
[0321140000000] Drum Holder - Dia.280mm x L230mm X D75 For Double Waterway, Red Colour, 1.5mm EG Plate |  |  |  | 0321140000000 | 0303600500000 | 0.0400 | pcs |  | 1.2 Accessories & Parts - HR
[0321140000000] Drum Holder - Dia.280mm x L230mm X D75 For Double Waterway, Red Colour, 1.5mm EG Plate |  |  |  | 0321140000000 | 0303010000000 | 0.0300 | kg |  | 1.2 Accessories & Parts - HR
[0321140100000] Drum Holder - Dia.280Mm X L230Mm X D75 For Double Waterway,,Red,,1.2Mm,Ss316 |  |  |  | 0321140100000 | 0304330000000 | 0.0400 | pcs |  | 1.2 Accessories & Parts - HR
[0321140100000] Drum Holder - Dia.280Mm X L230Mm X D75 For Double Waterway,,Red,,1.2Mm,Ss316 |  |  |  | 0321140100000 | 0303010000000 | 0.0300 | kg |  | 1.2 Accessories & Parts - HR
[0321160000000] Drum Plate Front - Dia. 650mm With Center 100mm Hole, Red Colour,, Material: 1.5mm EG |  |  |  | 0321160000000 | 0303010000000 | 0.0200 | kg |  | 1.2 Accessories & Parts - HR
[0321160000000] Drum Plate Front - Dia. 650mm With Center 100mm Hole, Red Colour,, Material: 1.5mm EG |  |  |  | 0321160000000 | 0303600500000 | 0.1000 | pcs |  | 1.2 Accessories & Parts - HR
[0321160200000] 1.5Mm,Drum Plate Front (Dia. 650Mm) With Center 100Mm Hole,,Red,,Ss316 |  |  |  | 0321160200000 | 0304370000000 | 0.1000 | pcs |  | 1.2 Accessories & Parts - HR
[0321160200000] 1.5Mm,Drum Plate Front (Dia. 650Mm) With Center 100Mm Hole,,Red,,Ss316 |  |  |  | 0321160200000 | 0303010000000 | 0.0200 | kg |  | 1.2 Accessories & Parts - HR
[0321170000000] Thk : 1.5Mm,,Drum Plate Rear (Dia. 650Mm),,Red,,Material: Eg |  |  |  | 0321170000000 | 0303600500000 | 0.2000 | pcs |  | 1.2 Accessories & Parts - HR
[0321170000000] Thk : 1.5Mm,,Drum Plate Rear (Dia. 650Mm),,Red,,Material: Eg |  |  |  | 0321170000000 | 0303010000000 | 0.0200 | kg |  | 1.2 Accessories & Parts - HR
[0321170200000] Thk : 1.5Mm,,Drum Plate Rear (Dia. 650Mm),,Red,,Material: Ss316 |  |  |  | 0321170200000 | 0303010000000 | 0.0200 | kg |  | 1.2 Accessories & Parts - HR
[0321170200000] Thk : 1.5Mm,,Drum Plate Rear (Dia. 650Mm),,Red,,Material: Ss316 |  |  |  | 0321170200000 | 0304370000000 | 0.1000 | pcs |  | 1.2 Accessories & Parts - HR
[0321990200000] Manifold 1.5" Assy Cw Elkhart In-Line Eductor,,Red Colour,1.5 Npt (F),1.5 Npt (M),Material: Gunmetal |  |  |  | 0321990200000 | 0316180000000 | 2.0000 | nos.
[0321990200000] Manifold 1.5" Assy Cw Elkhart In-Line Eductor,,Red Colour,1.5 Npt (F),1.5 Npt (M),Material: Gunmetal |  |  |  | 0321990200000 | 0323901900000 | 1.0000 | nos.
[0322080600000] ,STUD - 5/8" X 90MM(L) GI, FULL THREADED ROD |  |  |  | 0322080600000 | 0322080400000 | 0.0500 | nos.
[0322080900000] Stud - 5/8" x 85mm(L) GI, Full Threaded Rod |  |  |  | 0322080900000 | 0322080400000 | 0.0500 | nos. |  | 1.2 Fittings (Elbow/ Tee/ Socket/ Nipple/ Reducer/ Union/ Bush/ End Plug/ Cross etc.)
[0322370000000] Diaphragm Valve Bib Nosed Type, Inlet 3" ANSI #150FF, Outlet 2½" BS336 Outlet With 2-1/2" NPT Thread Connection w/o Color c/w Plastic Blank Cap & SS Hook & Chain, Gunmetal Handwheel, Material: LG2 To BS EN1982 Grd CC491K (Drawing No. 50001254) |  |  |  | 0322370000000 | 0322371900000 | 1.0000 | nos. |  | 1.2.2 Diaphragm - LP
[0322370000000] Diaphragm Valve Bib Nosed Type, Inlet 3" ANSI #150FF, Outlet 2½" BS336 Outlet With 2-1/2" NPT Thread Connection w/o Color c/w Plastic Blank Cap & SS Hook & Chain, Gunmetal Handwheel, Material: LG2 To BS EN1982 Grd CC491K (Drawing No. 50001254) |  |  |  | 0322370000000 | 0322372000000 | 1.0000 | nos. |  | 1.2.2 Diaphragm - LP
[0322370000000] Diaphragm Valve Bib Nosed Type, Inlet 3" ANSI #150FF, Outlet 2½" BS336 Outlet With 2-1/2" NPT Thread Connection w/o Color c/w Plastic Blank Cap & SS Hook & Chain, Gunmetal Handwheel, Material: LG2 To BS EN1982 Grd CC491K (Drawing No. 50001254) |  |  |  | 0322370000000 | 0322372100000 | 1.0000 | nos. |  | 1.2.2 Diaphragm - LP
[0322370000000] Diaphragm Valve Bib Nosed Type, Inlet 3" ANSI #150FF, Outlet 2½" BS336 Outlet With 2-1/2" NPT Thread Connection w/o Color c/w Plastic Blank Cap & SS Hook & Chain, Gunmetal Handwheel, Material: LG2 To BS EN1982 Grd CC491K (Drawing No. 50001254) |  |  |  | 0322370000000 | 0323964800000 | 1.0000 | nos. |  | 1.2.2 Diaphragm - LP
[0322370000000] Diaphragm Valve Bib Nosed Type, Inlet 3" ANSI #150FF, Outlet 2½" BS336 Outlet With 2-1/2" NPT Thread Connection w/o Color c/w Plastic Blank Cap & SS Hook & Chain, Gunmetal Handwheel, Material: LG2 To BS EN1982 Grd CC491K (Drawing No. 50001254) |  |  |  | 0322370000000 | 0322372200000 | 1.0000 | nos. |  | 1.2.2 Diaphragm - LP
[0322370000000] Diaphragm Valve Bib Nosed Type, Inlet 3" ANSI #150FF, Outlet 2½" BS336 Outlet With 2-1/2" NPT Thread Connection w/o Color c/w Plastic Blank Cap & SS Hook & Chain, Gunmetal Handwheel, Material: LG2 To BS EN1982 Grd CC491K (Drawing No. 50001254) |  |  |  | 0322370000000 | 0322372300000 | 1.0000 | nos. |  | 1.2.2 Diaphragm - LP
[0322371800000] Diaphragm Rubber, Size 100mm x 100mm, Normally Close c/w Sealing Step, Material: Nitrile 70 |  |  |  | 0322371800000 | 0323929100000 | 0.0002 | roll |  | 1.3 Component/ Parts - For Hydrant Valves (LP&HP)
[0322600000000] 2" X 15M Layflat Type 3 Synthethic Rubber Fire Hose, Red Color c/w Brass Storz C52 Coupling With S/S Binding, c/w Wheel Marked, Hose Marking : Wheel Marked, Notifier, Approval No., T3, 2" X15M, MONTH/YEAR" |  |  |  | 0322600000000 | 0313920200000 | 1.0000 | nos.
[0322600000000] 2" X 15M Layflat Type 3 Synthethic Rubber Fire Hose, Red Color c/w Brass Storz C52 Coupling With S/S Binding, c/w Wheel Marked, Hose Marking : Wheel Marked, Notifier, Approval No., T3, 2" X15M, MONTH/YEAR" |  |  |  | 0322600000000 | 0315300100000 | 1.0000 | set
[0322600000000] 2" X 15M Layflat Type 3 Synthethic Rubber Fire Hose, Red Color c/w Brass Storz C52 Coupling With S/S Binding, c/w Wheel Marked, Hose Marking : Wheel Marked, Notifier, Approval No., T3, 2" X15M, MONTH/YEAR" |  |  |  | 0322600000000 | 0302910200000 | 0.1200 | kg
[0322600000000] 2" X 15M Layflat Type 3 Synthethic Rubber Fire Hose, Red Color c/w Brass Storz C52 Coupling With S/S Binding, c/w Wheel Marked, Hose Marking : Wheel Marked, Notifier, Approval No., T3, 2" X15M, MONTH/YEAR" |  |  |  | 0322600000000 | 0302920000000 | 0.0100 | nos.
[0323070000000] Adaptor Set - Swivel Serrated C/W 1" BSP(F) Lock Nut For 1" Hose, c/w M5 X 5mm GI Jam Nut,Inlet: 1" Swivel Serrated,Outlet: 1" BSP(F) Swivel Lock Nut, Material: Brass |  |  |  | 0323070000000 | 0320950000000 | 1.0000 | nos.
[0323070000000] Adaptor Set - Swivel Serrated C/W 1" BSP(F) Lock Nut For 1" Hose, c/w M5 X 5mm GI Jam Nut,Inlet: 1" Swivel Serrated,Outlet: 1" BSP(F) Swivel Lock Nut, Material: Brass |  |  |  | 0323070000000 | 0320940200000 | 1.0000 | nos.
[0323130000000] Adaptor Set - 1¼" Swivel Serrated Tail c/w 1¼" BSP(F) Swivel Lock Nut c/w Rubber Disc (03204201), Material: Brass |  |  |  | 0323130000000 | 0321010000000 | 1.0000 | nos. |  | 1. Adaptors/ Couplings (For Fire Fighting)
[0323130000000] Adaptor Set - 1¼" Swivel Serrated Tail c/w 1¼" BSP(F) Swivel Lock Nut c/w Rubber Disc (03204201), Material: Brass |  |  |  | 0323130000000 | 0321020200000 | 1.0000 | nos. |  | 1. Adaptors/ Couplings (For Fire Fighting)
[0323130000000] Adaptor Set - 1¼" Swivel Serrated Tail c/w 1¼" BSP(F) Swivel Lock Nut c/w Rubber Disc (03204201), Material: Brass |  |  |  | 0323130000000 | 0320420100000 | 1.0000 | nos. |  | 1. Adaptors/ Couplings (For Fire Fighting)
[0323510100000] Hosereel Parts For 1 1/2" X 30M - Drum & Stand Cw Hand Crank, Ss316,Marine Red Color,,Material: Ss316 |  |  |  | 0323510100000 | 0311660800000 | 0.5000 | ltr
[0323510100000] Hosereel Parts For 1 1/2" X 30M - Drum & Stand Cw Hand Crank, Ss316,Marine Red Color,,Material: Ss316 |  |  |  | 0323510100000 | 0320430000000 | 0.1000 | nos.
[0323510100000] Hosereel Parts For 1 1/2" X 30M - Drum & Stand Cw Hand Crank, Ss316,Marine Red Color,,Material: Ss316 |  |  |  | 0323510100000 | 0321360000000 | 0.9000 | nos.
[0323510100000] Hosereel Parts For 1 1/2" X 30M - Drum & Stand Cw Hand Crank, Ss316,Marine Red Color,,Material: Ss316 |  |  |  | 0323510100000 | 0320510100000 | 0.0300 | pcs
[0323510100000] Hosereel Parts For 1 1/2" X 30M - Drum & Stand Cw Hand Crank, Ss316,Marine Red Color,,Material: Ss316 |  |  |  | 0323510100000 | 0301460000000 | 1.0000 | nos.
[0323510100000] Hosereel Parts For 1 1/2" X 30M - Drum & Stand Cw Hand Crank, Ss316,Marine Red Color,,Material: Ss316 |  |  |  | 0323510100000 | 0323730100000 | 0.3600 | nos.
[0323510100000] Hosereel Parts For 1 1/2" X 30M - Drum & Stand Cw Hand Crank, Ss316,Marine Red Color,,Material: Ss316 |  |  |  | 0323510100000 | 0306540200000 | 0.1000 | pcs
[0323510100000] Hosereel Parts For 1 1/2" X 30M - Drum & Stand Cw Hand Crank, Ss316,Marine Red Color,,Material: Ss316 |  |  |  | 0323510100000 | 0311660900000 | 0.1000 | ltr
[0323510100000] Hosereel Parts For 1 1/2" X 30M - Drum & Stand Cw Hand Crank, Ss316,Marine Red Color,,Material: Ss316 |  |  |  | 0323510100000 | 0312710500000 | 1.0000 | nos.
[0323510100000] Hosereel Parts For 1 1/2" X 30M - Drum & Stand Cw Hand Crank, Ss316,Marine Red Color,,Material: Ss316 |  |  |  | 0323510100000 | 0309570000000 | 0.2000 | pcs
[0323510100000] Hosereel Parts For 1 1/2" X 30M - Drum & Stand Cw Hand Crank, Ss316,Marine Red Color,,Material: Ss316 |  |  |  | 0323510100000 | 0311941800000 | 0.1900 | pcs
[0323510100000] Hosereel Parts For 1 1/2" X 30M - Drum & Stand Cw Hand Crank, Ss316,Marine Red Color,,Material: Ss316 |  |  |  | 0323510100000 | 0314550700000 | 0.0400 | pcs
[0323510100000] Hosereel Parts For 1 1/2" X 30M - Drum & Stand Cw Hand Crank, Ss316,Marine Red Color,,Material: Ss316 |  |  |  | 0323510100000 | 0314850000000 | 0.0300 | nos.
[0323510100000] Hosereel Parts For 1 1/2" X 30M - Drum & Stand Cw Hand Crank, Ss316,Marine Red Color,,Material: Ss316 |  |  |  | 0323510100000 | 0318990200000 | 1.0000 | nos.
[0323510200000] Hosereel Parts For 1½” x 30M - Drum & Stand, 1 Layer Primer, Marine Red Color, Material: Carbon Steel |  |  |  | 0323510200000 | 0301460000000 | 1.0000 | nos.
[0323510200000] Hosereel Parts For 1½” x 30M - Drum & Stand, 1 Layer Primer, Marine Red Color, Material: Carbon Steel |  |  |  | 0323510200000 | 0323911700000 | 0.0400 | nos.
[0323510200000] Hosereel Parts For 1½” x 30M - Drum & Stand, 1 Layer Primer, Marine Red Color, Material: Carbon Steel |  |  |  | 0323510200000 | 0303570200000 | 0.0100 | nos.
[0323510200000] Hosereel Parts For 1½” x 30M - Drum & Stand, 1 Layer Primer, Marine Red Color, Material: Carbon Steel |  |  |  | 0323510200000 | 0323310000000 | 0.0300 | nos.
[0323510200000] Hosereel Parts For 1½” x 30M - Drum & Stand, 1 Layer Primer, Marine Red Color, Material: Carbon Steel |  |  |  | 0323510200000 | 0311660800000 | 0.7000 | ltr
[0323510200000] Hosereel Parts For 1½” x 30M - Drum & Stand, 1 Layer Primer, Marine Red Color, Material: Carbon Steel |  |  |  | 0323510200000 | 0310500000000 | 0.1000 | nos.
[0323510200000] Hosereel Parts For 1½” x 30M - Drum & Stand, 1 Layer Primer, Marine Red Color, Material: Carbon Steel |  |  |  | 0323510200000 | 0311660900000 | 0.5000 | ltr
[0323510200000] Hosereel Parts For 1½” x 30M - Drum & Stand, 1 Layer Primer, Marine Red Color, Material: Carbon Steel |  |  |  | 0323510200000 | 0320000100000 | 0.0300 | nos.
[0323510200000] Hosereel Parts For 1½” x 30M - Drum & Stand, 1 Layer Primer, Marine Red Color, Material: Carbon Steel |  |  |  | 0323510200000 | 0322300600000 | 0.1000 | nos.
[0323510200000] Hosereel Parts For 1½” x 30M - Drum & Stand, 1 Layer Primer, Marine Red Color, Material: Carbon Steel |  |  |  | 0323510200000 | 0303810100000 | 0.9000 | nos.
[0323510200000] Hosereel Parts For 1½” x 30M - Drum & Stand, 1 Layer Primer, Marine Red Color, Material: Carbon Steel |  |  |  | 0323510200000 | 0321230000000 | 0.3600 | nos.
[0323510400000] Hosereel Parts For 1 1/2" X 30M - Drum & Stand Cw Hand Crank, Marine Red Color, Material: SS304 |  |  |  | 0323510400000 | 0313660100000 | 0.2000 | nos.
[0323510400000] Hosereel Parts For 1 1/2" X 30M - Drum & Stand Cw Hand Crank, Marine Red Color, Material: SS304 |  |  |  | 0323510400000 | 0312710500000 | 1.0000 | nos.
[0323510400000] Hosereel Parts For 1 1/2" X 30M - Drum & Stand Cw Hand Crank, Marine Red Color, Material: SS304 |  |  |  | 0323510400000 | 0311660900000 | 0.5000 | ltr
[0323510400000] Hosereel Parts For 1 1/2" X 30M - Drum & Stand Cw Hand Crank, Marine Red Color, Material: SS304 |  |  |  | 0323510400000 | 0316250300000 | 0.0250 | nos.
[0323510400000] Hosereel Parts For 1 1/2" X 30M - Drum & Stand Cw Hand Crank, Marine Red Color, Material: SS304 |  |  |  | 0323510400000 | 0301460000000 | 1.0000 | nos.
[0323510400000] Hosereel Parts For 1 1/2" X 30M - Drum & Stand Cw Hand Crank, Marine Red Color, Material: SS304 |  |  |  | 0323510400000 | 0316250000000 | 0.2000 | pcs
[0323510400000] Hosereel Parts For 1 1/2" X 30M - Drum & Stand Cw Hand Crank, Marine Red Color, Material: SS304 |  |  |  | 0323510400000 | 0318990200000 | 1.0000 | nos.
[0323510400000] Hosereel Parts For 1 1/2" X 30M - Drum & Stand Cw Hand Crank, Marine Red Color, Material: SS304 |  |  |  | 0323510400000 | 0314550700000 | 0.0400 | pcs
[0323510400000] Hosereel Parts For 1 1/2" X 30M - Drum & Stand Cw Hand Crank, Marine Red Color, Material: SS304 |  |  |  | 0323510400000 | 0311660800000 | 0.7000 | ltr
[0323510400000] Hosereel Parts For 1 1/2" X 30M - Drum & Stand Cw Hand Crank, Marine Red Color, Material: SS304 |  |  |  | 0323510400000 | 0321360100000 | 1.3000 | nos.
[0323510400000] Hosereel Parts For 1 1/2" X 30M - Drum & Stand Cw Hand Crank, Marine Red Color, Material: SS304 |  |  |  | 0323510400000 | 0321360200000 | 0.3600 | nos.
[0323510400000] Hosereel Parts For 1 1/2" X 30M - Drum & Stand Cw Hand Crank, Marine Red Color, Material: SS304 |  |  |  | 0323510400000 | 0323921700000 | 0.0167 | nos.
[0323753100000] Dual Purpose Jet/Spray Nozzle Nv19 c/w Storz 52 Brass Coupling,Nozzle Tip: 19mm, Med Approval, Inlet Connection: 2" Storz 52 Coupling, Working Pressure: Up To 16Bar |  |  |  | 0323753100000 | 0323891700000 | 1.0000 | nos.
[0323753100000] Dual Purpose Jet/Spray Nozzle Nv19 c/w Storz 52 Brass Coupling,Nozzle Tip: 19mm, Med Approval, Inlet Connection: 2" Storz 52 Coupling, Working Pressure: Up To 16Bar |  |  |  | 0323753100000 | 0313940700000 | 1.0000 | nos.
[0323754600000] Ferrule - I/D 30mm To Fit 3/4" Air Hose (03003324), Material : Mild Steel / Aluminium |  |  |  | 0323754600000 | 0303890600000 | 0.0067 | nos. |  | 1.4 Accessories & Parts - Fire Ext
[0323757400001] Pillar Hydrant Body: 4Way, 6"ANSI#150RF, 2.5"ANSI#150RF, External 2 Layer Marine Red Ral3001, Internal Bare, Material: Carbon Steel |  |  |  | 0323757400001 | 0313610000000 | 0.2000 | nos.
[0323757400001] Pillar Hydrant Body: 4Way, 6"ANSI#150RF, 2.5"ANSI#150RF, External 2 Layer Marine Red Ral3001, Internal Bare, Material: Carbon Steel |  |  |  | 0323757400001 | 0311660900000 | 0.1000 | ltr
[0323757400001] Pillar Hydrant Body: 4Way, 6"ANSI#150RF, 2.5"ANSI#150RF, External 2 Layer Marine Red Ral3001, Internal Bare, Material: Carbon Steel |  |  |  | 0323757400001 | 0311660800000 | 0.5000 | ltr
[0323757400001] Pillar Hydrant Body: 4Way, 6"ANSI#150RF, 2.5"ANSI#150RF, External 2 Layer Marine Red Ral3001, Internal Bare, Material: Carbon Steel |  |  |  | 0323757400001 | 0318750000000 | 1.0000 | nos.
[0323757400001] Pillar Hydrant Body: 4Way, 6"ANSI#150RF, 2.5"ANSI#150RF, External 2 Layer Marine Red Ral3001, Internal Bare, Material: Carbon Steel |  |  |  | 0323757400001 | 0313620000000 | 0.0480 | nos.
[0323757400001] Pillar Hydrant Body: 4Way, 6"ANSI#150RF, 2.5"ANSI#150RF, External 2 Layer Marine Red Ral3001, Internal Bare, Material: Carbon Steel |  |  |  | 0323757400001 | 0318730000000 | 4.0000 | nos.
[0323757400001] Pillar Hydrant Body: 4Way, 6"ANSI#150RF, 2.5"ANSI#150RF, External 2 Layer Marine Red Ral3001, Internal Bare, Material: Carbon Steel |  |  |  | 0323757400001 | 0311990000000 | 2.0000 | nos.
[0323757400001] Pillar Hydrant Body: 4Way, 6"ANSI#150RF, 2.5"ANSI#150RF, External 2 Layer Marine Red Ral3001, Internal Bare, Material: Carbon Steel |  |  |  | 0323757400001 | 0307630300000 | 1.0000 | nos.
[0323757424001] Pillar Hydrant: 2Way, 6"ANSI#150RF c/w End cap, 2.5" BSPT(M),4" PN16 FF, 2 layer Marine Red Ral3001, Material: Carbon Steel |  |  |  | 0323757424001 | 0311990000000 | 1.0000 | nos.
[0323757424001] Pillar Hydrant: 2Way, 6"ANSI#150RF c/w End cap, 2.5" BSPT(M),4" PN16 FF, 2 layer Marine Red Ral3001, Material: Carbon Steel |  |  |  | 0323757424001 | 0311660800000 | 0.5000 | ltr
[0323757424001] Pillar Hydrant: 2Way, 6"ANSI#150RF c/w End cap, 2.5" BSPT(M),4" PN16 FF, 2 layer Marine Red Ral3001, Material: Carbon Steel |  |  |  | 0323757424001 | 0313610000000 | 0.1000 | nos.
[0323757424001] Pillar Hydrant: 2Way, 6"ANSI#150RF c/w End cap, 2.5" BSPT(M),4" PN16 FF, 2 layer Marine Red Ral3001, Material: Carbon Steel |  |  |  | 0323757424001 | 0319680000000 | 1.0000 | nos.
[0323757424001] Pillar Hydrant: 2Way, 6"ANSI#150RF c/w End cap, 2.5" BSPT(M),4" PN16 FF, 2 layer Marine Red Ral3001, Material: Carbon Steel |  |  |  | 0323757424001 | 0308095800000 | 1.0000 | nos.
[0323757424001] Pillar Hydrant: 2Way, 6"ANSI#150RF c/w End cap, 2.5" BSPT(M),4" PN16 FF, 2 layer Marine Red Ral3001, Material: Carbon Steel |  |  |  | 0323757424001 | 0311660900000 | 0.1000 | ltr
[0323757424001] Pillar Hydrant: 2Way, 6"ANSI#150RF c/w End cap, 2.5" BSPT(M),4" PN16 FF, 2 layer Marine Red Ral3001, Material: Carbon Steel |  |  |  | 0323757424001 | 0318750000000 | 1.0000 | nos.
[0323757424001] Pillar Hydrant: 2Way, 6"ANSI#150RF c/w End cap, 2.5" BSPT(M),4" PN16 FF, 2 layer Marine Red Ral3001, Material: Carbon Steel |  |  |  | 0323757424001 | 0321660400000 | 0.0500 | nos.
[0323757424001] Pillar Hydrant: 2Way, 6"ANSI#150RF c/w End cap, 2.5" BSPT(M),4" PN16 FF, 2 layer Marine Red Ral3001, Material: Carbon Steel |  |  |  | 0323757424001 | 0311960000000 | 0.0500 | nos.
[0323757425001] Pillar Hydrant: 2Way (Side-Facing), 6"ANSI# 150RF, 2-1/2" Oblique Valve, Inlet 2-1/2" BSPT(M), Outlet 2-1/2" BS336 Female Instantaneous c/w Gunmetal Blank Cap & SS304 Chain, Empty Complete, 2 Layers Marine Red RAL3000, Material: Carbon Steel |  |  |  | 0323757425001 | 0318860000000 | 2.0000 | nos.
[0323757425001] Pillar Hydrant: 2Way (Side-Facing), 6"ANSI# 150RF, 2-1/2" Oblique Valve, Inlet 2-1/2" BSPT(M), Outlet 2-1/2" BS336 Female Instantaneous c/w Gunmetal Blank Cap & SS304 Chain, Empty Complete, 2 Layers Marine Red RAL3000, Material: Carbon Steel |  |  |  | 0323757425001 | 0311990000000 | 1.0000 | nos.
[0323757425001] Pillar Hydrant: 2Way (Side-Facing), 6"ANSI# 150RF, 2-1/2" Oblique Valve, Inlet 2-1/2" BSPT(M), Outlet 2-1/2" BS336 Female Instantaneous c/w Gunmetal Blank Cap & SS304 Chain, Empty Complete, 2 Layers Marine Red RAL3000, Material: Carbon Steel |  |  |  | 0323757425001 | 0311660900000 | 0.1000 | ltr
[0323757425001] Pillar Hydrant: 2Way (Side-Facing), 6"ANSI# 150RF, 2-1/2" Oblique Valve, Inlet 2-1/2" BSPT(M), Outlet 2-1/2" BS336 Female Instantaneous c/w Gunmetal Blank Cap & SS304 Chain, Empty Complete, 2 Layers Marine Red RAL3000, Material: Carbon Steel |  |  |  | 0323757425001 | 0311660800000 | 0.5000 | ltr
[0323757425001] Pillar Hydrant: 2Way (Side-Facing), 6"ANSI# 150RF, 2-1/2" Oblique Valve, Inlet 2-1/2" BSPT(M), Outlet 2-1/2" BS336 Female Instantaneous c/w Gunmetal Blank Cap & SS304 Chain, Empty Complete, 2 Layers Marine Red RAL3000, Material: Carbon Steel |  |  |  | 0323757425001 | 0318750000000 | 1.0000 | nos.
[0323757425001] Pillar Hydrant: 2Way (Side-Facing), 6"ANSI# 150RF, 2-1/2" Oblique Valve, Inlet 2-1/2" BSPT(M), Outlet 2-1/2" BS336 Female Instantaneous c/w Gunmetal Blank Cap & SS304 Chain, Empty Complete, 2 Layers Marine Red RAL3000, Material: Carbon Steel |  |  |  | 0323757425001 | 0313610000000 | 0.1000 | nos.
[0323757425002] Pillar Hydrant: 2Way (Side-Facing), 6"ANSI#150RF, 2-1/2" Oblique Valve, Inlet 2-1/2" BSPT(M), Outlet 2-1/2" BS336 Female Instantaneous c/w Gunmetal Blank Cap & SS304 Chain, Empty Complete, 2 Layers Marine Red RAL3000, 4" Wafer Butterfly Valve & 4" PROTEK #611 Station Monitor c/w PROTEK #887-BC Self-Educting Monitor Nozzle, Material: Carbon Steel |  |  |  | 0323757425002 | 0311660900000 | 0.1000 | ltr
[0323757425002] Pillar Hydrant: 2Way (Side-Facing), 6"ANSI#150RF, 2-1/2" Oblique Valve, Inlet 2-1/2" BSPT(M), Outlet 2-1/2" BS336 Female Instantaneous c/w Gunmetal Blank Cap & SS304 Chain, Empty Complete, 2 Layers Marine Red RAL3000, 4" Wafer Butterfly Valve & 4" PROTEK #611 Station Monitor c/w PROTEK #887-BC Self-Educting Monitor Nozzle, Material: Carbon Steel |  |  |  | 0323757425002 | 0318860000000 | 2.0000 | nos.
[0323757425002] Pillar Hydrant: 2Way (Side-Facing), 6"ANSI#150RF, 2-1/2" Oblique Valve, Inlet 2-1/2" BSPT(M), Outlet 2-1/2" BS336 Female Instantaneous c/w Gunmetal Blank Cap & SS304 Chain, Empty Complete, 2 Layers Marine Red RAL3000, 4" Wafer Butterfly Valve & 4" PROTEK #611 Station Monitor c/w PROTEK #887-BC Self-Educting Monitor Nozzle, Material: Carbon Steel |  |  |  | 0323757425002 | 0318780000000 | 1.0000 | nos.
[0323757425002] Pillar Hydrant: 2Way (Side-Facing), 6"ANSI#150RF, 2-1/2" Oblique Valve, Inlet 2-1/2" BSPT(M), Outlet 2-1/2" BS336 Female Instantaneous c/w Gunmetal Blank Cap & SS304 Chain, Empty Complete, 2 Layers Marine Red RAL3000, 4" Wafer Butterfly Valve & 4" PROTEK #611 Station Monitor c/w PROTEK #887-BC Self-Educting Monitor Nozzle, Material: Carbon Steel |  |  |  | 0323757425002 | 0318750000000 | 1.0000 | nos.
[0323757425002] Pillar Hydrant: 2Way (Side-Facing), 6"ANSI#150RF, 2-1/2" Oblique Valve, Inlet 2-1/2" BSPT(M), Outlet 2-1/2" BS336 Female Instantaneous c/w Gunmetal Blank Cap & SS304 Chain, Empty Complete, 2 Layers Marine Red RAL3000, 4" Wafer Butterfly Valve & 4" PROTEK #611 Station Monitor c/w PROTEK #887-BC Self-Educting Monitor Nozzle, Material: Carbon Steel |  |  |  | 0323757425002 | 0313610000000 | 0.1000 | nos.
[0323757425002] Pillar Hydrant: 2Way (Side-Facing), 6"ANSI#150RF, 2-1/2" Oblique Valve, Inlet 2-1/2" BSPT(M), Outlet 2-1/2" BS336 Female Instantaneous c/w Gunmetal Blank Cap & SS304 Chain, Empty Complete, 2 Layers Marine Red RAL3000, 4" Wafer Butterfly Valve & 4" PROTEK #611 Station Monitor c/w PROTEK #887-BC Self-Educting Monitor Nozzle, Material: Carbon Steel |  |  |  | 0323757425002 | 0318740000000 | 1.0000 | nos.
[0323757425002] Pillar Hydrant: 2Way (Side-Facing), 6"ANSI#150RF, 2-1/2" Oblique Valve, Inlet 2-1/2" BSPT(M), Outlet 2-1/2" BS336 Female Instantaneous c/w Gunmetal Blank Cap & SS304 Chain, Empty Complete, 2 Layers Marine Red RAL3000, 4" Wafer Butterfly Valve & 4" PROTEK #611 Station Monitor c/w PROTEK #887-BC Self-Educting Monitor Nozzle, Material: Carbon Steel |  |  |  | 0323757425002 | 0311660800000 | 0.5000 | ltr
[0323757600001] Pillar Hydrant Body w/o Top End Cap: 2Way, 4"ANSI#150RF, 2.5"ANSI#150RF, External 2 Layer Marine Red Ral3001, Internal Bare, Material: Carbon Steel |  |  |  | 0323757600001 | 0307630000000 | 1.0000 | nos.
[0323757600001] Pillar Hydrant Body w/o Top End Cap: 2Way, 4"ANSI#150RF, 2.5"ANSI#150RF, External 2 Layer Marine Red Ral3001, Internal Bare, Material: Carbon Steel |  |  |  | 0323757600001 | 0311960000000 | 0.1300 | nos.
[0323757600001] Pillar Hydrant Body w/o Top End Cap: 2Way, 4"ANSI#150RF, 2.5"ANSI#150RF, External 2 Layer Marine Red Ral3001, Internal Bare, Material: Carbon Steel |  |  |  | 0323757600001 | 0311660900000 | 0.1000 | ltr
[0323757600001] Pillar Hydrant Body w/o Top End Cap: 2Way, 4"ANSI#150RF, 2.5"ANSI#150RF, External 2 Layer Marine Red Ral3001, Internal Bare, Material: Carbon Steel |  |  |  | 0323757600001 | 0311980000000 | 2.0000 | nos.
[0323757600001] Pillar Hydrant Body w/o Top End Cap: 2Way, 4"ANSI#150RF, 2.5"ANSI#150RF, External 2 Layer Marine Red Ral3001, Internal Bare, Material: Carbon Steel |  |  |  | 0323757600001 | 0313620000000 | 0.0240 | nos.
[0323757600001] Pillar Hydrant Body w/o Top End Cap: 2Way, 4"ANSI#150RF, 2.5"ANSI#150RF, External 2 Layer Marine Red Ral3001, Internal Bare, Material: Carbon Steel |  |  |  | 0323757600001 | 0311660800000 | 0.5000 | ltr
[0323757600001] Pillar Hydrant Body w/o Top End Cap: 2Way, 4"ANSI#150RF, 2.5"ANSI#150RF, External 2 Layer Marine Red Ral3001, Internal Bare, Material: Carbon Steel |  |  |  | 0323757600001 | 0318730000000 | 2.0000 | nos.
[0323757600001] Pillar Hydrant Body w/o Top End Cap: 2Way, 4"ANSI#150RF, 2.5"ANSI#150RF, External 2 Layer Marine Red Ral3001, Internal Bare, Material: Carbon Steel |  |  |  | 0323757600001 | 0318740000000 | 1.0000 | nos.
[0323772400000] 2-1/2",Coupling- Aluminum Instantaneous Coupling For Testing,Inlet: 2 1/2" BS336 Instantaneous Female,Outlet: 2-1/2" BS336 Instantaneous Male,Material: Aluminum |  |  |  | 0323772400000 | 0302940000000 | 1.0000 | set
[0323777300000] Trolley Bracket - For 1.5/2.0kg CO2 Cartridge Bracket, Red Colour, 3.0mm Mild Steel |  |  |  | 0323777300000 | 0303010000000 | 0.3000 | kg
[0323777300000] Trolley Bracket - For 1.5/2.0kg CO2 Cartridge Bracket, Red Colour, 3.0mm Mild Steel |  |  |  | 0323777300000 | 0303570100000 | 0.0100 | pcs
[0323777318001] Trolley Bracket - For 2kg CO2 Cartridge Bracket, Use to above 100L/Kg Trolley, Red Colour , 3.0mm Mild Steel |  |  |  | 0323777318001 | 0312530000000 | 0.0100 | pcs
[0323777318001] Trolley Bracket - For 2kg CO2 Cartridge Bracket, Use to above 100L/Kg Trolley, Red Colour , 3.0mm Mild Steel |  |  |  | 0323777318001 | 0303010000000 | 0.0800 | kg
[0323777400000] Trolley Bracket - For 3kg CO2 Cartridge Bracket, Red Colour, Material: 3.6mm Mild Steel |  |  |  | 0323777400000 | 0303010000000 | 1.0000 | kg |  | 1.4 Accessories & Parts - Fire Ext
[0323777400000] Trolley Bracket - For 3kg CO2 Cartridge Bracket, Red Colour, Material: 3.6mm Mild Steel |  |  |  | 0323777400000 | 0303570100000 | 0.0100 | pcs |  | 1.4 Accessories & Parts - Fire Ext
[0323777500000] Trolley Bracket - For 4kg CO2 Cartridge Bracket, Red Colour, Material: 3.0mm Mild Steel |  |  |  | 0323777500000 | 0312530000000 | 0.0100 | pcs |  | 1.4 Accessories & Parts - Fire Ext
[0323777500000] Trolley Bracket - For 4kg CO2 Cartridge Bracket, Red Colour, Material: 3.0mm Mild Steel |  |  |  | 0323777500000 | 0303010000000 | 0.0800 | kg |  | 1.4 Accessories & Parts - Fire Ext
[0323777700000] Discharge Tube, Dia 5/8"(15.8mm) X 670mm(L) For 25Kg Trolley (For New Cartridge Valve), UPVC |  |  |  | 0323777700000 | 0311790200000 | 0.5000 | nos. |  | 1.4 Accessories & Parts - Fire Ext
[0323777800000] Syphone Tube, Dia : 22mm X 695mm(L) For 25Kg Trolley (For New Cartridge Valve), UPVC |  |  |  | 0323777800000 | 0311790500000 | 0.1100 | nos. |  | 1.4 Accessories & Parts - Fire Ext
[0323777900000] Discharge Tube, Dia 5/8"(15.8mm) X 710mm(L) For 50Kg Trolley (For New Cartridge Valve), UPVC |  |  |  | 0323777900000 | 0311790200000 | 0.5000 | nos. |  | 1.4 Accessories & Parts - Fire Ext
[0323778000000] Syphone Tube, Dia : 22mm X 725mm(L) For 50Kg Trolley (For New Cartridge Valve), UPVC |  |  |  | 0323778000000 | 0311790500000 | 0.1250 | nos. |  | 1.4 Accessories & Parts - Fire Ext
[0323778000001] Syphone Tube, Dia : 22mm X 725mm(L) For 50L Trolley (For New Cartridge Valve), UPVC |  |  |  | 0323778000001 | 0311790500000 | 0.1250 | nos. |  | 1.4 Accessories & Parts - Fire Ext
[0323778000001] Syphone Tube, Dia : 22mm X 725mm(L) For 50L Trolley (For New Cartridge Valve), UPVC |  |  |  | 0323778000001 | 0311790000000 | 0.0100 | nos. |  | 1.4 Accessories & Parts - Fire Ext
[0323778000001] Syphone Tube, Dia : 22mm X 725mm(L) For 50L Trolley (For New Cartridge Valve), UPVC |  |  |  | 0323778000001 | 0303310100000 | 1.0000 | nos. |  | 1.4 Accessories & Parts - Fire Ext
[0323778100000] Discharge Tube, Dia 5/8"(15.8mm) X 950mm(L) For 75Kg Trolley (For New Cartridge Valve), UPVC |  |  |  | 0323778100000 | 0311790200000 | 1.0000 | nos. |  | 1.4 Accessories & Parts - Fire Ext
[0323778200000] Syphone Tube, Dia : 22mm X 965mm(L) For 75Kg Trolley (For New Cartridge Valve), UPVC |  |  |  | 0323778200000 | 0311790500000 | 0.1670 | nos. |  | 1.4 Accessories & Parts - Fire Ext
[0323778300000] Discharge Tube, Dia 5/8"(15.8mm) X 870mm(L) For 100Kg Trolley (For New Cartridge Valve), UPVC |  |  |  | 0323778300000 | 0311790200000 | 0.5000 | nos. |  | 1.4 Accessories & Parts - Fire Ext
[0323778400000] Syphone Tube, Dia : 22mm X 895mm(L) For 100Kg Trolley (For New Cartridge Valve), Upvc, |  |  |  | 0323778400000 | 0311790500000 | 0.1667 | nos. |  | 1.4 Accessories & Parts - Fire Ext
[0323778400001] Syphone Tube, Dia : 22mm X 895mm(L) For 100L Trolley (For New Cartridge Valve), Upvc, |  |  |  | 0323778400001 | 0311790000000 | 0.0100 | nos. |  | 1.4 Accessories & Parts - Fire Ext
[0323778400001] Syphone Tube, Dia : 22mm X 895mm(L) For 100L Trolley (For New Cartridge Valve), Upvc, |  |  |  | 0323778400001 | 0303310100000 | 1.0000 | nos. |  | 1.4 Accessories & Parts - Fire Ext
[0323778400001] Syphone Tube, Dia : 22mm X 895mm(L) For 100L Trolley (For New Cartridge Valve), Upvc, |  |  |  | 0323778400001 | 0311790500000 | 0.1667 | nos. |  | 1.4 Accessories & Parts - Fire Ext
[0323778500000] Discharge Tube, Dia 5/8"(15.8mm) X 1125mm(L) For 150Kg Trolley (For New Cartridge Valve), UPVC |  |  |  | 0323778500000 | 0311790200000 | 1.0000 | nos. |  | 1.4 Accessories & Parts - Fire Ext
[0323778600000] Syphone Tube, Dia : 22mm X 1150mm(L) For 150Kg Trolley (For New Cartridge Valve), UPVC |  |  |  | 0323778600000 | 0311790500000 | 0.2000 | nos. |  | 1.4 Accessories & Parts - Fire Ext
[0323778600001] Syphone Tube, Dia : 22mm X 1150mm(L) For 150L Trolley (For New Cartridge Valve), UPVC |  |  |  | 0323778600001 | 0311790500000 | 0.2000 | nos. |  | 1.4 Accessories & Parts - Fire Ext
[0323778600001] Syphone Tube, Dia : 22mm X 1150mm(L) For 150L Trolley (For New Cartridge Valve), UPVC |  |  |  | 0323778600001 | 0303310100000 | 1.0000 | nos. |  | 1.4 Accessories & Parts - Fire Ext
[0323778600001] Syphone Tube, Dia : 22mm X 1150mm(L) For 150L Trolley (For New Cartridge Valve), UPVC |  |  |  | 0323778600001 | 0311790000000 | 0.0100 | nos. |  | 1.4 Accessories & Parts - Fire Ext
[0323783100000] Ferrule - For 3/8" Hydraulic Hose (03003210 - CO2 Heavy Duty Hose), Material : Mild Steel/Aluminium |  |  |  | 0323783100000 | 0303890700000 | 0.0050 | nos.
[0323797200000] ,HINGE - EXTERNAL HINGE FOR FIBRE GLASS CABINET(DOOR IN SIDE), (HINGE RiGHT SIDE),,BARE,MATERIAL : 2.0MM THICKNESS, SS316 |  |  |  | 0323797200000 | 0309570000000 | 0.0500 | pcs
[0323914200000] Manifold 1.5" Assy c/w Akron- Style #2325, In-Line Eductor,Red Colour,1.5" NPT (F),1.5" NPT (M) |  |  |  | 0323914200000 | 0322350000000 | 1.0000 | nos.
[0323914200000] Manifold 1.5" Assy c/w Akron- Style #2325, In-Line Eductor,Red Colour,1.5" NPT (F),1.5" NPT (M) |  |  |  | 0323914200000 | 0316180000000 | 2.0000 | nos.
[0323916000000] Syphon Tube Aluminium 3/4"(OD19mm) L=382mm+3mm/-0mm - For 6Kg Autmoatic Halotron Fx, |  |  |  | 0323916000000 | 0303880000000 | 0.0667 | nos.
[0323924700000] Watermist 2L Rotor Unit c/w M16x1.5(5/8"-18UNF) Adaptor, Overall Length = 266.5mm+/-1.0mm |  |  |  | 0323924700000 | 0323924600000 | 1.0000 | nos. |  | 1.4 Accessories & Parts - Fire Ext
[0323924900000] Watermist 6L Rotor Unit c/w M16x1.5(5/8"-18UNF) Adaptor, Overall Length = 435.5mm+/-1.0mm |  |  |  | 0323924900000 | 0323924600000 | 1.0000 | nos. |  | 1.4 Accessories & Parts - Fire Ext
[0323954700000] Pin Rack, 2.5" Firehose Pin Rack For Right Angle Landing Valve Type, Empty Complete,Red Polyester Powder Coated, |  |  |  | 0323954700000 | 0303010000000 | 0.2000 | kg
[0323954700000] Pin Rack, 2.5" Firehose Pin Rack For Right Angle Landing Valve Type, Empty Complete,Red Polyester Powder Coated, |  |  |  | 0323954700000 | 0303600500000 | 0.0500 | pcs
[0323955000000] Aluminum Round Tube - Od 9.53mm (3/8") X Thk 1.5mm X 650M, Thread M10x1 For Foam Mist Applicator |  |  |  | 0323955000000 | 0312670000000 | 0.1100 | nos.
[0323956300000] Self Contained Breathing Apparatus (SCBA), Full Face Mask, 6L 300 Bar Steel Cylinder, Visual Alarm, Harness and Cylinder Flame Retardant, |  |  |  | 0323956300000 | 0303920100000 | 1.0000 | nos.
[0323956300000] Self Contained Breathing Apparatus (SCBA), Full Face Mask, 6L 300 Bar Steel Cylinder, Visual Alarm, Harness and Cylinder Flame Retardant, |  |  |  | 0323956300000 | 0300070000000 | 1.0000 | nos.
[0323956300000] Self Contained Breathing Apparatus (SCBA), Full Face Mask, 6L 300 Bar Steel Cylinder, Visual Alarm, Harness and Cylinder Flame Retardant, |  |  |  | 0323956300000 | 0303920200000 | 1.0000 | nos.
[0323959500000] Hose & Foam Mist Applicator (Tube Length 400mm) |  |  |  | 0323959500000 | 0313330600000 | 0.4000 | m |  | 1.4 Accessories & Parts - Fire Ext
[0323959500000] Hose & Foam Mist Applicator (Tube Length 400mm) |  |  |  | 0323959500000 | 0303060000000 | 2.0000 | nos. |  | 1.4 Accessories & Parts - Fire Ext
[0323959500000] Hose & Foam Mist Applicator (Tube Length 400mm) |  |  |  | 0323959500000 | 0323959600000 | 1.0000 | nos. |  | 1.4 Accessories & Parts - Fire Ext
[0323959500000] Hose & Foam Mist Applicator (Tube Length 400mm) |  |  |  | 0323959500000 | 0304780000000 | 0.0900 | nos. |  | 1.4 Accessories & Parts - Fire Ext
[0323959500000] Hose & Foam Mist Applicator (Tube Length 400mm) |  |  |  | 0323959500000 | 0313330700000 | 0.0800 | m |  | 1.4 Accessories & Parts - Fire Ext
[0323959500000] Hose & Foam Mist Applicator (Tube Length 400mm) |  |  |  | 0323959500000 | 0304420100000 | 1.0000 | nos. |  | 1.4 Accessories & Parts - Fire Ext
[0323959500000] Hose & Foam Mist Applicator (Tube Length 400mm) |  |  |  | 0323959500000 | 0300910000000 | 1.0000 | nos. |  | 1.4 Accessories & Parts - Fire Ext
[0323964800000] Wire Mesh 100mmx100mm, Reinforcement For Diaphragm Rubber, Mesh30# x 0.35mm, SS304 |  |  |  | 0323964800000 | 0323193600000 | 0.0120 | m |  | 1.3 Component/ Parts - For Hydrant Valves (LP&HP)
[0323974500000] Watermist 3L Rotor Unit c/w 5/8"-18UNF Adaptor, Overall Length = 352.0mm+/-1.0mm |  |  |  | 0323974500000 | 0323924600000 | 1.0000 | nos. |  | 1.4 Accessories & Parts - Fire Ext
[0323974900000] Watermist 6L Rotor Unit c/w 5/8"-18UNF Adaptor, Overall Length = 487.0mm+/-1.0mm |  |  |  | 0323974900000 | 0323924600000 | 1.0000 | nos. |  | 1.4 Accessories & Parts - Fire Ext
[0323979300000] IOT - Extinguisher Wall Bracket, c/w 20kg Load Cell, Complete Assembly, Red Colour |  |  |  | 0323979300000 | 0315370300000 | 4.0000 | nos. |  | 1.1 IOT Components
[0323979300000] IOT - Extinguisher Wall Bracket, c/w 20kg Load Cell, Complete Assembly, Red Colour |  |  |  | 0323979300000 | 0323979600000 | 1.0000 | pcs |  | 1.1 IOT Components
[0323979300000] IOT - Extinguisher Wall Bracket, c/w 20kg Load Cell, Complete Assembly, Red Colour |  |  |  | 0323979300000 | 0323979500000 | 1.0000 | pcs |  | 1.1 IOT Components
[0323979300000] IOT - Extinguisher Wall Bracket, c/w 20kg Load Cell, Complete Assembly, Red Colour |  |  |  | 0323979300000 | 0307930000000 | 4.0000 | nos. |  | 1.1 IOT Components
[0323979300000] IOT - Extinguisher Wall Bracket, c/w 20kg Load Cell, Complete Assembly, Red Colour |  |  |  | 0323979300000 | 0323987600000 | 1.0000 | nos. |  | 1.1 IOT Components
[0323979300000] IOT - Extinguisher Wall Bracket, c/w 20kg Load Cell, Complete Assembly, Red Colour |  |  |  | 0323979300000 | 0323979400000 | 1.0000 | pcs |  | 1.1 IOT Components
[0323979324001] IOT - Extinguisher Wall Bracket components for 9L Hercules AFFF FX, Red Colour |  |  |  | 0323979324001 | 0303570100000 | 0.0100 | pcs |  | 1.1 IOT Components
[0323979324001] IOT - Extinguisher Wall Bracket components for 9L Hercules AFFF FX, Red Colour |  |  |  | 0323979324001 | 0310500000000 | 0.0600 | nos. |  | 1.1 IOT Components
[0323979324001] IOT - Extinguisher Wall Bracket components for 9L Hercules AFFF FX, Red Colour |  |  |  | 0323979324001 | 0303010000000 | 0.0700 | kg |  | 1.1 IOT Components
[0323979325001] IOT - Alignment Jig for Load Cell Cover, Red Colour Finishing, Material: EG 1.5mm |  |  |  | 0323979325001 | 0303010000000 | 0.0010 | kg
[0323979325001] IOT - Alignment Jig for Load Cell Cover, Red Colour Finishing, Material: EG 1.5mm |  |  |  | 0323979325001 | 0303600100000 | 0.0010 | pcs
[0323979623001] IOT - Extinguisher Holder, Red Colour, EG Plate |  |  |  | 0323979623001 | 0310500000000 | 0.0100 | nos. |  | 1.1 IOT Components
[0323979623001] IOT - Extinguisher Holder, Red Colour, EG Plate |  |  |  | 0323979623001 | 0303010000000 | 0.0100 | kg |  | 1.1 IOT Components
[0323979623002] Smart Fire Indicator Panel Top Cover Plate (222 x 146 x 4) mm |  |  |  | 0323979623002 | 0303010000000 | 0.0500 | kg |  | 1.1 IOT Components
[0323979700000] FM200 Discharge Nozzle, 1/2" x 360deg, DN15 c/w 4.2mm Drill, 4 Bores, Material: SS316 |  |  |  | 0323979700000 | 0305420000000 | 0.0100 | pcs |  | 1. Nozzles/ Monitors
[0323979700000] FM200 Discharge Nozzle, 1/2" x 360deg, DN15 c/w 4.2mm Drill, 4 Bores, Material: SS316 |  |  |  | 0323979700000 | 0303010000000 | 0.0100 | kg |  | 1. Nozzles/ Monitors
[0323983100000] Gate Valve DN80, Inlet 3" ANSI #150FF, Outlet 2½" BSP Male c/w CI Red Handwheel c/w Flange Protector & Plastic Cover for Outlet w/o Colour, Material: Nickle Aluminium Bronze |  |  |  | 0323983100000 | 0310460000000 | 0.2000 | nos. |  | 1. Gate Valves
[0323991200000] Valve Complete For Sanitation Mist Unit - M30 x 1.5, 1 inlet, 2 outlets, Material: Brass |  |  |  | 0323991200000 | 0323992100000 | 0.0700 | m |  | 1.4 Accessories & Parts - Fire Ext
[0323995900000] Special Tools to Dismantle and Assemble Pressure Reducing Valve, 9 items/set |  |  |  | 0323995900000 | 0312600700000 | 1.0000 | nos.
[0323995900000] Special Tools to Dismantle and Assemble Pressure Reducing Valve, 9 items/set |  |  |  | 0323995900000 | 0324015300000 | 1.0000 | set
[0323995900000] Special Tools to Dismantle and Assemble Pressure Reducing Valve, 9 items/set |  |  |  | 0323995900000 | 0312600800000 | 1.0000 | nos.
[0324014400000] 4ft Applicator for Trolley Fire Extinguisher, Hairline, CO2 Valve Assembly c/w SS Handle, 4ft Pipe, SS316 |  |  |  | 0324014400000 | 0316340000000 | 0.1000 | nos.
[0324014400000] 4ft Applicator for Trolley Fire Extinguisher, Hairline, CO2 Valve Assembly c/w SS Handle, 4ft Pipe, SS316 |  |  |  | 0324014400000 | 0313020000000 | 1.0000 | nos.
[0324015400000] IOT - Baseplate of Load Cell Platform for 3kg Fire Extinguisher Cabinet (133mm x 125mm x 125mm), (Drawing No. 03240154) |  |  |  | 0324015400000 | 0303570100000 | 0.0300 | pcs |  | 1.1 IOT Components
[0324015400000] IOT - Baseplate of Load Cell Platform for 3kg Fire Extinguisher Cabinet (133mm x 125mm x 125mm), (Drawing No. 03240154) |  |  |  | 0324015400000 | 0303010000000 | 0.0300 | kg |  | 1.1 IOT Components
[0324015400001] IOT - Backplate of Load Cell Platform for 3-4kg Fire Extinguisher Cabinet, (Drawing No. 0324015400001) |  |  |  | 0324015400001 | 0310460000000 | 0.0050 | nos. |  | 1.1 IOT Components
[0324015400001] IOT - Backplate of Load Cell Platform for 3-4kg Fire Extinguisher Cabinet, (Drawing No. 0324015400001) |  |  |  | 0324015400001 | 0303010000000 | 0.0060 | kg |  | 1.1 IOT Components
[0324015500000] IOT - Baseplate of Load Cell Platform for 9kg Fire Extinguisher Cabinet (165mm x 150mm x 150mm), (Drawing No. 03240154) |  |  |  | 0324015500000 | 0303010000000 | 0.0600 | kg |  | 1.1 IOT Components
[0324015500000] IOT - Baseplate of Load Cell Platform for 9kg Fire Extinguisher Cabinet (165mm x 150mm x 150mm), (Drawing No. 03240154) |  |  |  | 0324015500000 | 0303570100000 | 0.0600 | pcs |  | 1.1 IOT Components
[0324015600000] IOT - 250mm(W) x 345mm(H) x 250mm(D). Material: EG, Self Standing Load Cell Stand |  |  |  | 0324015600000 | 0303570100000 | 0.0500 | pcs |  | 1.1 IOT Components
[0324015600000] IOT - 250mm(W) x 345mm(H) x 250mm(D). Material: EG, Self Standing Load Cell Stand |  |  |  | 0324015600000 | 0303010000000 | 0.0500 | kg |  | 1.1 IOT Components
[0324015600000] IOT - 250mm(W) x 345mm(H) x 250mm(D). Material: EG, Self Standing Load Cell Stand |  |  |  | 0324015600000 | 0305420000000 | 0.1000 | pcs |  | 1.1 IOT Components
[0324015624001] IOT - 1220mm(W) x 2000mm(H) x 610mm(D). Material: EG, Self Standing Load Cell Stand (In-house Use) |  |  |  | 0324015624001 | 0323955100000 | 2.0000 | pcs |  | 1.1 IOT Components
[0324015624001] IOT - 1220mm(W) x 2000mm(H) x 610mm(D). Material: EG, Self Standing Load Cell Stand (In-house Use) |  |  |  | 0324015624001 | 0303570100000 | 0.3300 | pcs |  | 1.1 IOT Components
[0324015624001] IOT - 1220mm(W) x 2000mm(H) x 610mm(D). Material: EG, Self Standing Load Cell Stand (In-house Use) |  |  |  | 0324015624001 | 0311660800000 | 0.2000 | ltr |  | 1.1 IOT Components
[0324019100000] IOT - Baseplate of Load Cell Platform for 2kg Fire Extinguisher Cabinet (110mm x 120mm x 110mm), (Drawing No. 03240154) |  |  |  | 0324019100000 | 0303570100000 | 0.0600 | pcs |  | 1.1 IOT Components
[0324019100000] IOT - Baseplate of Load Cell Platform for 2kg Fire Extinguisher Cabinet (110mm x 120mm x 110mm), (Drawing No. 03240154) |  |  |  | 0324019100000 | 0303010000000 | 0.0600 | kg |  | 1.1 IOT Components
[0324019100001] IOT - Backplate of Load Cell Platform for 2kg Fire Extinguisher Cabinet, (Drawing No. 0324019100001) |  |  |  | 0324019100001 | 0310460000000 | 0.0050 | nos. |  | 1.1 IOT Components
[0324019100001] IOT - Backplate of Load Cell Platform for 2kg Fire Extinguisher Cabinet, (Drawing No. 0324019100001) |  |  |  | 0324019100001 | 0303010000000 | 0.0060 | kg |  | 1.1 IOT Components
[0380000800000] ,DETACHABLE HVAC HANDLE |  |  |  | 0380000800000 | 0322980000000 | 0.0100 | nos.
[2080010000000] 2kg Halotron I Stored Pressure Fire Extinguisher C/w Setsco Approval, Fire Rating : 5A/34B, Hose & Aluminium Nozzle, Hook Bracket 28, |  |  |  | 2080010000000 | 0302150000000 | 1.0000 | nos. |  | 1.1 Portable Ext - Complete Assembly
[2080010000000] 2kg Halotron I Stored Pressure Fire Extinguisher C/w Setsco Approval, Fire Rating : 5A/34B, Hose & Aluminium Nozzle, Hook Bracket 28, |  |  |  | 2080010000000 | 0307130000000 | 1.0000 | nos. |  | 1.1 Portable Ext - Complete Assembly
[2080010000000] 2kg Halotron I Stored Pressure Fire Extinguisher C/w Setsco Approval, Fire Rating : 5A/34B, Hose & Aluminium Nozzle, Hook Bracket 28, |  |  |  | 2080010000000 | 0300780100000 | 1.0000 | nos. |  | 1.1 Portable Ext - Complete Assembly
[2080010000000] 2kg Halotron I Stored Pressure Fire Extinguisher C/w Setsco Approval, Fire Rating : 5A/34B, Hose & Aluminium Nozzle, Hook Bracket 28, |  |  |  | 2080010000000 | 0303450000000 | 1.0000 | nos. |  | 1.1 Portable Ext - Complete Assembly
[2080010000000] 2kg Halotron I Stored Pressure Fire Extinguisher C/w Setsco Approval, Fire Rating : 5A/34B, Hose & Aluminium Nozzle, Hook Bracket 28, |  |  |  | 2080010000000 | 0306630000000 | 1.0000 | nos. |  | 1.1 Portable Ext - Complete Assembly
[2080010000000] 2kg Halotron I Stored Pressure Fire Extinguisher C/w Setsco Approval, Fire Rating : 5A/34B, Hose & Aluminium Nozzle, Hook Bracket 28, |  |  |  | 2080010000000 | 0301860000000 | 1.0000 | nos. |  | 1.1 Portable Ext - Complete Assembly
[2080010000000] 2kg Halotron I Stored Pressure Fire Extinguisher C/w Setsco Approval, Fire Rating : 5A/34B, Hose & Aluminium Nozzle, Hook Bracket 28, |  |  |  | 2080010000000 | 0307160500000 | 1.0000 | nos. |  | 1.1 Portable Ext - Complete Assembly
[2080010000000] 2kg Halotron I Stored Pressure Fire Extinguisher C/w Setsco Approval, Fire Rating : 5A/34B, Hose & Aluminium Nozzle, Hook Bracket 28, |  |  |  | 2080010000000 | 0300300100000 | 1.0000 | nos. |  | 1.1 Portable Ext - Complete Assembly
[2080010000000] 2kg Halotron I Stored Pressure Fire Extinguisher C/w Setsco Approval, Fire Rating : 5A/34B, Hose & Aluminium Nozzle, Hook Bracket 28, |  |  |  | 2080010000000 | 0300980000000 | 2.0000 | kg |  | 1.1 Portable Ext - Complete Assembly
[2080010000000] 2kg Halotron I Stored Pressure Fire Extinguisher C/w Setsco Approval, Fire Rating : 5A/34B, Hose & Aluminium Nozzle, Hook Bracket 28, |  |  |  | 2080010000000 | 0300310100000 | 1.0000 | nos. |  | 1.1 Portable Ext - Complete Assembly
[2080010000000] 2kg Halotron I Stored Pressure Fire Extinguisher C/w Setsco Approval, Fire Rating : 5A/34B, Hose & Aluminium Nozzle, Hook Bracket 28, |  |  |  | 2080010000000 | 0303910100000 | 1.0000 | nos. |  | 1.1 Portable Ext - Complete Assembly
[2080010000000] 2kg Halotron I Stored Pressure Fire Extinguisher C/w Setsco Approval, Fire Rating : 5A/34B, Hose & Aluminium Nozzle, Hook Bracket 28, |  |  |  | 2080010000000 | 0300100000000 | 1.0000 | nos. |  | 1.1 Portable Ext - Complete Assembly
[2080010000000] 2kg Halotron I Stored Pressure Fire Extinguisher C/w Setsco Approval, Fire Rating : 5A/34B, Hose & Aluminium Nozzle, Hook Bracket 28, |  |  |  | 2080010000000 | 0307410000000 | 1.0000 | nos. |  | 1.1 Portable Ext - Complete Assembly
[2080010000000] 2kg Halotron I Stored Pressure Fire Extinguisher C/w Setsco Approval, Fire Rating : 5A/34B, Hose & Aluminium Nozzle, Hook Bracket 28, |  |  |  | 2080010000000 | 0301050000000 | 0.0600 | m3 |  | 1.1 Portable Ext - Complete Assembly
[2080020400000] 4kg Halotron I Stored Pressure Fire Extinguisher c/w Setsco Approval c/w Hose & Aluminium Nozzle, Hook Bracket 54, Plastic Skirt, Fire Rating : 8A/55B |  |  |  | 2080020400000 | 0300980000000 | 4.0000 | kg |  | 1.1 Portable Ext - Complete Assembly
[2080020400000] 4kg Halotron I Stored Pressure Fire Extinguisher c/w Setsco Approval c/w Hose & Aluminium Nozzle, Hook Bracket 54, Plastic Skirt, Fire Rating : 8A/55B |  |  |  | 2080020400000 | 0302160000000 | 1.0000 | nos. |  | 1.1 Portable Ext - Complete Assembly
[2080020400000] 4kg Halotron I Stored Pressure Fire Extinguisher c/w Setsco Approval c/w Hose & Aluminium Nozzle, Hook Bracket 54, Plastic Skirt, Fire Rating : 8A/55B |  |  |  | 2080020400000 | 0300780100000 | 1.0000 | nos. |  | 1.1 Portable Ext - Complete Assembly
[2080020400000] 4kg Halotron I Stored Pressure Fire Extinguisher c/w Setsco Approval c/w Hose & Aluminium Nozzle, Hook Bracket 54, Plastic Skirt, Fire Rating : 8A/55B |  |  |  | 2080020400000 | 0300310300000 | 1.0000 | nos. |  | 1.1 Portable Ext - Complete Assembly
[2080020400000] 4kg Halotron I Stored Pressure Fire Extinguisher c/w Setsco Approval c/w Hose & Aluminium Nozzle, Hook Bracket 54, Plastic Skirt, Fire Rating : 8A/55B |  |  |  | 2080020400000 | 0301860000000 | 1.0000 | nos. |  | 1.1 Portable Ext - Complete Assembly
[2080020400000] 4kg Halotron I Stored Pressure Fire Extinguisher c/w Setsco Approval c/w Hose & Aluminium Nozzle, Hook Bracket 54, Plastic Skirt, Fire Rating : 8A/55B |  |  |  | 2080020400000 | 0309780000000 | 1.0000 | nos. |  | 1.1 Portable Ext - Complete Assembly
[2080020400000] 4kg Halotron I Stored Pressure Fire Extinguisher c/w Setsco Approval c/w Hose & Aluminium Nozzle, Hook Bracket 54, Plastic Skirt, Fire Rating : 8A/55B |  |  |  | 2080020400000 | 0307420000000 | 1.0000 | nos. |  | 1.1 Portable Ext - Complete Assembly
[2080020400000] 4kg Halotron I Stored Pressure Fire Extinguisher c/w Setsco Approval c/w Hose & Aluminium Nozzle, Hook Bracket 54, Plastic Skirt, Fire Rating : 8A/55B |  |  |  | 2080020400000 | 0303910100000 | 1.0000 | nos. |  | 1.1 Portable Ext - Complete Assembly
[2080020400000] 4kg Halotron I Stored Pressure Fire Extinguisher c/w Setsco Approval c/w Hose & Aluminium Nozzle, Hook Bracket 54, Plastic Skirt, Fire Rating : 8A/55B |  |  |  | 2080020400000 | 0307130000000 | 1.0000 | nos. |  | 1.1 Portable Ext - Complete Assembly
[2080020400000] 4kg Halotron I Stored Pressure Fire Extinguisher c/w Setsco Approval c/w Hose & Aluminium Nozzle, Hook Bracket 54, Plastic Skirt, Fire Rating : 8A/55B |  |  |  | 2080020400000 | 0306570000000 | 1.0000 | nos. |  | 1.1 Portable Ext - Complete Assembly
[2080020400000] 4kg Halotron I Stored Pressure Fire Extinguisher c/w Setsco Approval c/w Hose & Aluminium Nozzle, Hook Bracket 54, Plastic Skirt, Fire Rating : 8A/55B |  |  |  | 2080020400000 | 0301050000000 | 0.0800 | m3 |  | 1.1 Portable Ext - Complete Assembly
[2080020400000] 4kg Halotron I Stored Pressure Fire Extinguisher c/w Setsco Approval c/w Hose & Aluminium Nozzle, Hook Bracket 54, Plastic Skirt, Fire Rating : 8A/55B |  |  |  | 2080020400000 | 0307160500000 | 1.0000 | nos. |  | 1.1 Portable Ext - Complete Assembly
[2080020400000] 4kg Halotron I Stored Pressure Fire Extinguisher c/w Setsco Approval c/w Hose & Aluminium Nozzle, Hook Bracket 54, Plastic Skirt, Fire Rating : 8A/55B |  |  |  | 2080020400000 | 0300100000000 | 1.0000 | nos. |  | 1.1 Portable Ext - Complete Assembly
[2080020400000] 4kg Halotron I Stored Pressure Fire Extinguisher c/w Setsco Approval c/w Hose & Aluminium Nozzle, Hook Bracket 54, Plastic Skirt, Fire Rating : 8A/55B |  |  |  | 2080020400000 | 0300300100000 | 1.0000 | nos. |  | 1.1 Portable Ext - Complete Assembly
[2080020400000] 4kg Halotron I Stored Pressure Fire Extinguisher c/w Setsco Approval c/w Hose & Aluminium Nozzle, Hook Bracket 54, Plastic Skirt, Fire Rating : 8A/55B |  |  |  | 2080020400000 | 0303460000000 | 1.0000 | nos. |  | 1.1 Portable Ext - Complete Assembly
[2080021100000] 4kg Halotron BrX Stored Pressure Fire Extinguisher C/w TUV Approval SS EN3, c/w Hose & 5.7mm Aluminium Nozzle, Hook Bracket 54, Plastic Skirt, Fire Rating : 13A/70B (Drawing No. 20800211) |  |  |  | 2080021100000 | 0303450000000 | 1.0000 | nos. |  | 1.1 Portable Ext - Complete Assembly
[2080021100000] 4kg Halotron BrX Stored Pressure Fire Extinguisher C/w TUV Approval SS EN3, c/w Hose & 5.7mm Aluminium Nozzle, Hook Bracket 54, Plastic Skirt, Fire Rating : 13A/70B (Drawing No. 20800211) |  |  |  | 2080021100000 | 0301860000000 | 1.0000 | nos. |  | 1.1 Portable Ext - Complete Assembly
[2080021100000] 4kg Halotron BrX Stored Pressure Fire Extinguisher C/w TUV Approval SS EN3, c/w Hose & 5.7mm Aluminium Nozzle, Hook Bracket 54, Plastic Skirt, Fire Rating : 13A/70B (Drawing No. 20800211) |  |  |  | 2080021100000 | 0303910100000 | 1.0000 | nos. |  | 1.1 Portable Ext - Complete Assembly
[2080021100000] 4kg Halotron BrX Stored Pressure Fire Extinguisher C/w TUV Approval SS EN3, c/w Hose & 5.7mm Aluminium Nozzle, Hook Bracket 54, Plastic Skirt, Fire Rating : 13A/70B (Drawing No. 20800211) |  |  |  | 2080021100000 | 0300980200000 | 4.0000 | kg |  | 1.1 Portable Ext - Complete Assembly
[2080021100000] 4kg Halotron BrX Stored Pressure Fire Extinguisher C/w TUV Approval SS EN3, c/w Hose & 5.7mm Aluminium Nozzle, Hook Bracket 54, Plastic Skirt, Fire Rating : 13A/70B (Drawing No. 20800211) |  |  |  | 2080021100000 | 0307160100000 | 1.0000 | nos. |  | 1.1 Portable Ext - Complete Assembly
[2080021100000] 4kg Halotron BrX Stored Pressure Fire Extinguisher C/w TUV Approval SS EN3, c/w Hose & 5.7mm Aluminium Nozzle, Hook Bracket 54, Plastic Skirt, Fire Rating : 13A/70B (Drawing No. 20800211) |  |  |  | 2080021100000 | 0300300100000 | 1.0000 | nos. |  | 1.1 Portable Ext - Complete Assembly
[2080021100000] 4kg Halotron BrX Stored Pressure Fire Extinguisher C/w TUV Approval SS EN3, c/w Hose & 5.7mm Aluminium Nozzle, Hook Bracket 54, Plastic Skirt, Fire Rating : 13A/70B (Drawing No. 20800211) |  |  |  | 2080021100000 | 0300690000000 | 0.0800 | m3 |  | 1.1 Portable Ext - Complete Assembly
[2080021100000] 4kg Halotron BrX Stored Pressure Fire Extinguisher C/w TUV Approval SS EN3, c/w Hose & 5.7mm Aluminium Nozzle, Hook Bracket 54, Plastic Skirt, Fire Rating : 13A/70B (Drawing No. 20800211) |  |  |  | 2080021100000 | 0307130000000 | 1.0000 | nos. |  | 1.1 Portable Ext - Complete Assembly
[2080021100000] 4kg Halotron BrX Stored Pressure Fire Extinguisher C/w TUV Approval SS EN3, c/w Hose & 5.7mm Aluminium Nozzle, Hook Bracket 54, Plastic Skirt, Fire Rating : 13A/70B (Drawing No. 20800211) |  |  |  | 2080021100000 | 0309780000000 | 1.0000 | nos. |  | 1.1 Portable Ext - Complete Assembly
[2080021100000] 4kg Halotron BrX Stored Pressure Fire Extinguisher C/w TUV Approval SS EN3, c/w Hose & 5.7mm Aluminium Nozzle, Hook Bracket 54, Plastic Skirt, Fire Rating : 13A/70B (Drawing No. 20800211) |  |  |  | 2080021100000 | 0300100000000 | 1.0000 | nos. |  | 1.1 Portable Ext - Complete Assembly
[2080021100000] 4kg Halotron BrX Stored Pressure Fire Extinguisher C/w TUV Approval SS EN3, c/w Hose & 5.7mm Aluminium Nozzle, Hook Bracket 54, Plastic Skirt, Fire Rating : 13A/70B (Drawing No. 20800211) |  |  |  | 2080021100000 | 0307420000000 | 1.0000 | nos. |  | 1.1 Portable Ext - Complete Assembly
[2080021100000] 4kg Halotron BrX Stored Pressure Fire Extinguisher C/w TUV Approval SS EN3, c/w Hose & 5.7mm Aluminium Nozzle, Hook Bracket 54, Plastic Skirt, Fire Rating : 13A/70B (Drawing No. 20800211) |  |  |  | 2080021100000 | 0304440100000 | 1.0000 | nos. |  | 1.1 Portable Ext - Complete Assembly
[2080021100000] 4kg Halotron BrX Stored Pressure Fire Extinguisher C/w TUV Approval SS EN3, c/w Hose & 5.7mm Aluminium Nozzle, Hook Bracket 54, Plastic Skirt, Fire Rating : 13A/70B (Drawing No. 20800211) |  |  |  | 2080021100000 | 0300780100000 | 1.0000 | nos. |  | 1.1 Portable Ext - Complete Assembly
[2080021100000] 4kg Halotron BrX Stored Pressure Fire Extinguisher C/w TUV Approval SS EN3, c/w Hose & 5.7mm Aluminium Nozzle, Hook Bracket 54, Plastic Skirt, Fire Rating : 13A/70B (Drawing No. 20800211) |  |  |  | 2080021100000 | 0306570000000 | 1.0000 | nos. |  | 1.1 Portable Ext - Complete Assembly
[2080021100000] 4kg Halotron BrX Stored Pressure Fire Extinguisher C/w TUV Approval SS EN3, c/w Hose & 5.7mm Aluminium Nozzle, Hook Bracket 54, Plastic Skirt, Fire Rating : 13A/70B (Drawing No. 20800211) |  |  |  | 2080021100000 | 0302160000000 | 1.0000 | nos. |  | 1.1 Portable Ext - Complete Assembly
[2080021100000] 4kg Halotron BrX Stored Pressure Fire Extinguisher C/w TUV Approval SS EN3, c/w Hose & 5.7mm Aluminium Nozzle, Hook Bracket 54, Plastic Skirt, Fire Rating : 13A/70B (Drawing No. 20800211) |  |  |  | 2080021100000 | 0300550000000 | 1.0000 | nos. |  | 1.1 Portable Ext - Complete Assembly
[2080021100001] 4kg Halotron BrX Stored Pressure Fire Extinguisher, Approval EN3, c/w Hose & 5.7mm Aluminium Nozzle, Hook Bracket 54, Plastic Skirt, Fire Rating : 13A/70B (Drawing No. 20800211) |  |  |  | 2080021100001 | 0306570000000 | 1.0000 | nos. |  | 1.1 Portable Ext - Complete Assembly
[2080021100001] 4kg Halotron BrX Stored Pressure Fire Extinguisher, Approval EN3, c/w Hose & 5.7mm Aluminium Nozzle, Hook Bracket 54, Plastic Skirt, Fire Rating : 13A/70B (Drawing No. 20800211) |  |  |  | 2080021100001 | 0303910100000 | 1.0000 | nos. |  | 1.1 Portable Ext - Complete Assembly
[2080021100001] 4kg Halotron BrX Stored Pressure Fire Extinguisher, Approval EN3, c/w Hose & 5.7mm Aluminium Nozzle, Hook Bracket 54, Plastic Skirt, Fire Rating : 13A/70B (Drawing No. 20800211) |  |  |  | 2080021100001 | 0304440100000 | 1.0000 | nos. |  | 1.1 Portable Ext - Complete Assembly
[2080021100001] 4kg Halotron BrX Stored Pressure Fire Extinguisher, Approval EN3, c/w Hose & 5.7mm Aluminium Nozzle, Hook Bracket 54, Plastic Skirt, Fire Rating : 13A/70B (Drawing No. 20800211) |  |  |  | 2080021100001 | 0300300100000 | 1.0000 | nos. |  | 1.1 Portable Ext - Complete Assembly
[2080021100001] 4kg Halotron BrX Stored Pressure Fire Extinguisher, Approval EN3, c/w Hose & 5.7mm Aluminium Nozzle, Hook Bracket 54, Plastic Skirt, Fire Rating : 13A/70B (Drawing No. 20800211) |  |  |  | 2080021100001 | 0301860000000 | 1.0000 | nos. |  | 1.1 Portable Ext - Complete Assembly
[2080021100001] 4kg Halotron BrX Stored Pressure Fire Extinguisher, Approval EN3, c/w Hose & 5.7mm Aluminium Nozzle, Hook Bracket 54, Plastic Skirt, Fire Rating : 13A/70B (Drawing No. 20800211) |  |  |  | 2080021100001 | 0300550000000 | 1.0000 | nos. |  | 1.1 Portable Ext - Complete Assembly
[2080021100001] 4kg Halotron BrX Stored Pressure Fire Extinguisher, Approval EN3, c/w Hose & 5.7mm Aluminium Nozzle, Hook Bracket 54, Plastic Skirt, Fire Rating : 13A/70B (Drawing No. 20800211) |  |  |  | 2080021100001 | 0300780100000 | 1.0000 | nos. |  | 1.1 Portable Ext - Complete Assembly
[2080021100001] 4kg Halotron BrX Stored Pressure Fire Extinguisher, Approval EN3, c/w Hose & 5.7mm Aluminium Nozzle, Hook Bracket 54, Plastic Skirt, Fire Rating : 13A/70B (Drawing No. 20800211) |  |  |  | 2080021100001 | 0309780000000 | 1.0000 | nos. |  | 1.1 Portable Ext - Complete Assembly
[2080021100001] 4kg Halotron BrX Stored Pressure Fire Extinguisher, Approval EN3, c/w Hose & 5.7mm Aluminium Nozzle, Hook Bracket 54, Plastic Skirt, Fire Rating : 13A/70B (Drawing No. 20800211) |  |  |  | 2080021100001 | 0307420000000 | 1.0000 | nos. |  | 1.1 Portable Ext - Complete Assembly
[2080021100001] 4kg Halotron BrX Stored Pressure Fire Extinguisher, Approval EN3, c/w Hose & 5.7mm Aluminium Nozzle, Hook Bracket 54, Plastic Skirt, Fire Rating : 13A/70B (Drawing No. 20800211) |  |  |  | 2080021100001 | 0300100000000 | 1.0000 | nos. |  | 1.1 Portable Ext - Complete Assembly
[2080021100001] 4kg Halotron BrX Stored Pressure Fire Extinguisher, Approval EN3, c/w Hose & 5.7mm Aluminium Nozzle, Hook Bracket 54, Plastic Skirt, Fire Rating : 13A/70B (Drawing No. 20800211) |  |  |  | 2080021100001 | 0303450000000 | 1.0000 | nos. |  | 1.1 Portable Ext - Complete Assembly
[2080021100001] 4kg Halotron BrX Stored Pressure Fire Extinguisher, Approval EN3, c/w Hose & 5.7mm Aluminium Nozzle, Hook Bracket 54, Plastic Skirt, Fire Rating : 13A/70B (Drawing No. 20800211) |  |  |  | 2080021100001 | 0300980200000 | 4.0000 | kg |  | 1.1 Portable Ext - Complete Assembly
[2080021100001] 4kg Halotron BrX Stored Pressure Fire Extinguisher, Approval EN3, c/w Hose & 5.7mm Aluminium Nozzle, Hook Bracket 54, Plastic Skirt, Fire Rating : 13A/70B (Drawing No. 20800211) |  |  |  | 2080021100001 | 0302160000000 | 1.0000 | nos. |  | 1.1 Portable Ext - Complete Assembly
[2080021100001] 4kg Halotron BrX Stored Pressure Fire Extinguisher, Approval EN3, c/w Hose & 5.7mm Aluminium Nozzle, Hook Bracket 54, Plastic Skirt, Fire Rating : 13A/70B (Drawing No. 20800211) |  |  |  | 2080021100001 | 0307130000000 | 1.0000 | nos. |  | 1.1 Portable Ext - Complete Assembly
[2080021100001] 4kg Halotron BrX Stored Pressure Fire Extinguisher, Approval EN3, c/w Hose & 5.7mm Aluminium Nozzle, Hook Bracket 54, Plastic Skirt, Fire Rating : 13A/70B (Drawing No. 20800211) |  |  |  | 2080021100001 | 0300690000000 | 0.0800 | m3 |  | 1.1 Portable Ext - Complete Assembly
[2080021200000] 2kg Halotron BrX Stored Pressure Fire Extinguisher C/w TUV Approval SS EN3, C/w Hose & 5.0mm Aluminium Nozzle, Hook Bracket 28, Fire Rating : 5A/34B (Drawing No. 20800212) |  |  |  | 2080021200000 | 0301860000000 | 1.0000 | nos. |  | 1.1 Portable Ext - Complete Assembly
[2080021200000] 2kg Halotron BrX Stored Pressure Fire Extinguisher C/w TUV Approval SS EN3, C/w Hose & 5.0mm Aluminium Nozzle, Hook Bracket 28, Fire Rating : 5A/34B (Drawing No. 20800212) |  |  |  | 2080021200000 | 0307130000000 | 1.0000 | nos. |  | 1.1 Portable Ext - Complete Assembly
[2080021200000] 2kg Halotron BrX Stored Pressure Fire Extinguisher C/w TUV Approval SS EN3, C/w Hose & 5.0mm Aluminium Nozzle, Hook Bracket 28, Fire Rating : 5A/34B (Drawing No. 20800212) |  |  |  | 2080021200000 | 0300550000000 | 1.0000 | nos. |  | 1.1 Portable Ext - Complete Assembly
[2080021200000] 2kg Halotron BrX Stored Pressure Fire Extinguisher C/w TUV Approval SS EN3, C/w Hose & 5.0mm Aluminium Nozzle, Hook Bracket 28, Fire Rating : 5A/34B (Drawing No. 20800212) |  |  |  | 2080021200000 | 0302150000000 | 1.0000 | nos. |  | 1.1 Portable Ext - Complete Assembly
[2080021200000] 2kg Halotron BrX Stored Pressure Fire Extinguisher C/w TUV Approval SS EN3, C/w Hose & 5.0mm Aluminium Nozzle, Hook Bracket 28, Fire Rating : 5A/34B (Drawing No. 20800212) |  |  |  | 2080021200000 | 0307160100000 | 1.0000 | nos. |  | 1.1 Portable Ext - Complete Assembly
[2080021200000] 2kg Halotron BrX Stored Pressure Fire Extinguisher C/w TUV Approval SS EN3, C/w Hose & 5.0mm Aluminium Nozzle, Hook Bracket 28, Fire Rating : 5A/34B (Drawing No. 20800212) |  |  |  | 2080021200000 | 0300690000000 | 0.0600 | m3 |  | 1.1 Portable Ext - Complete Assembly
[2080021200000] 2kg Halotron BrX Stored Pressure Fire Extinguisher C/w TUV Approval SS EN3, C/w Hose & 5.0mm Aluminium Nozzle, Hook Bracket 28, Fire Rating : 5A/34B (Drawing No. 20800212) |  |  |  | 2080021200000 | 0300980200000 | 2.0000 | kg |  | 1.1 Portable Ext - Complete Assembly
[2080021200000] 2kg Halotron BrX Stored Pressure Fire Extinguisher C/w TUV Approval SS EN3, C/w Hose & 5.0mm Aluminium Nozzle, Hook Bracket 28, Fire Rating : 5A/34B (Drawing No. 20800212) |  |  |  | 2080021200000 | 0306630000000 | 1.0000 | nos. |  | 1.1 Portable Ext - Complete Assembly
[2080021200000] 2kg Halotron BrX Stored Pressure Fire Extinguisher C/w TUV Approval SS EN3, C/w Hose & 5.0mm Aluminium Nozzle, Hook Bracket 28, Fire Rating : 5A/34B (Drawing No. 20800212) |  |  |  | 2080021200000 | 0300100000000 | 1.0000 | nos. |  | 1.1 Portable Ext - Complete Assembly
[2080021200000] 2kg Halotron BrX Stored Pressure Fire Extinguisher C/w TUV Approval SS EN3, C/w Hose & 5.0mm Aluminium Nozzle, Hook Bracket 28, Fire Rating : 5A/34B (Drawing No. 20800212) |  |  |  | 2080021200000 | 0300780100000 | 1.0000 | nos. |  | 1.1 Portable Ext - Complete Assembly
[2080021200000] 2kg Halotron BrX Stored Pressure Fire Extinguisher C/w TUV Approval SS EN3, C/w Hose & 5.0mm Aluminium Nozzle, Hook Bracket 28, Fire Rating : 5A/34B (Drawing No. 20800212) |  |  |  | 2080021200000 | 0303910100000 | 1.0000 | nos. |  | 1.1 Portable Ext - Complete Assembly
[2080021200000] 2kg Halotron BrX Stored Pressure Fire Extinguisher C/w TUV Approval SS EN3, C/w Hose & 5.0mm Aluminium Nozzle, Hook Bracket 28, Fire Rating : 5A/34B (Drawing No. 20800212) |  |  |  | 2080021200000 | 0304430100000 | 1.0000 | nos. |  | 1.1 Portable Ext - Complete Assembly
[2080021200000] 2kg Halotron BrX Stored Pressure Fire Extinguisher C/w TUV Approval SS EN3, C/w Hose & 5.0mm Aluminium Nozzle, Hook Bracket 28, Fire Rating : 5A/34B (Drawing No. 20800212) |  |  |  | 2080021200000 | 0303450000000 | 1.0000 | nos. |  | 1.1 Portable Ext - Complete Assembly
[2080021200000] 2kg Halotron BrX Stored Pressure Fire Extinguisher C/w TUV Approval SS EN3, C/w Hose & 5.0mm Aluminium Nozzle, Hook Bracket 28, Fire Rating : 5A/34B (Drawing No. 20800212) |  |  |  | 2080021200000 | 0300300100000 | 1.0000 | nos. |  | 1.1 Portable Ext - Complete Assembly
[2080021200000] 2kg Halotron BrX Stored Pressure Fire Extinguisher C/w TUV Approval SS EN3, C/w Hose & 5.0mm Aluminium Nozzle, Hook Bracket 28, Fire Rating : 5A/34B (Drawing No. 20800212) |  |  |  | 2080021200000 | 0307410000000 | 1.0000 | nos. |  | 1.1 Portable Ext - Complete Assembly
[2080021200001] 2kg Halotron BrX Stored Pressure Fire Extinguisher, Approval EN3, C/w Hose & 5.0mm Aluminium Nozzle, Hook Bracket 28, Fire Rating : 5A/34B (Drawing No. 20800212) |  |  |  | 2080021200001 | 0300980200000 | 2.0000 | kg |  | 1.1 Portable Ext - Complete Assembly
[2080021200001] 2kg Halotron BrX Stored Pressure Fire Extinguisher, Approval EN3, C/w Hose & 5.0mm Aluminium Nozzle, Hook Bracket 28, Fire Rating : 5A/34B (Drawing No. 20800212) |  |  |  | 2080021200001 | 0306630000000 | 1.0000 | nos. |  | 1.1 Portable Ext - Complete Assembly
[2080021200001] 2kg Halotron BrX Stored Pressure Fire Extinguisher, Approval EN3, C/w Hose & 5.0mm Aluminium Nozzle, Hook Bracket 28, Fire Rating : 5A/34B (Drawing No. 20800212) |  |  |  | 2080021200001 | 0301860000000 | 1.0000 | nos. |  | 1.1 Portable Ext - Complete Assembly
[2080021200001] 2kg Halotron BrX Stored Pressure Fire Extinguisher, Approval EN3, C/w Hose & 5.0mm Aluminium Nozzle, Hook Bracket 28, Fire Rating : 5A/34B (Drawing No. 20800212) |  |  |  | 2080021200001 | 0300300100000 | 1.0000 | nos. |  | 1.1 Portable Ext - Complete Assembly
[2080021200001] 2kg Halotron BrX Stored Pressure Fire Extinguisher, Approval EN3, C/w Hose & 5.0mm Aluminium Nozzle, Hook Bracket 28, Fire Rating : 5A/34B (Drawing No. 20800212) |  |  |  | 2080021200001 | 0303910100000 | 1.0000 | nos. |  | 1.1 Portable Ext - Complete Assembly
[2080021200001] 2kg Halotron BrX Stored Pressure Fire Extinguisher, Approval EN3, C/w Hose & 5.0mm Aluminium Nozzle, Hook Bracket 28, Fire Rating : 5A/34B (Drawing No. 20800212) |  |  |  | 2080021200001 | 0300100000000 | 1.0000 | nos. |  | 1.1 Portable Ext - Complete Assembly
[2080021200001] 2kg Halotron BrX Stored Pressure Fire Extinguisher, Approval EN3, C/w Hose & 5.0mm Aluminium Nozzle, Hook Bracket 28, Fire Rating : 5A/34B (Drawing No. 20800212) |  |  |  | 2080021200001 | 0300690000000 | 0.0600 | m3 |  | 1.1 Portable Ext - Complete Assembly
[2080021200001] 2kg Halotron BrX Stored Pressure Fire Extinguisher, Approval EN3, C/w Hose & 5.0mm Aluminium Nozzle, Hook Bracket 28, Fire Rating : 5A/34B (Drawing No. 20800212) |  |  |  | 2080021200001 | 0307130000000 | 1.0000 | nos. |  | 1.1 Portable Ext - Complete Assembly
[2080021200001] 2kg Halotron BrX Stored Pressure Fire Extinguisher, Approval EN3, C/w Hose & 5.0mm Aluminium Nozzle, Hook Bracket 28, Fire Rating : 5A/34B (Drawing No. 20800212) |  |  |  | 2080021200001 | 0303450000000 | 1.0000 | nos. |  | 1.1 Portable Ext - Complete Assembly
[2080021200001] 2kg Halotron BrX Stored Pressure Fire Extinguisher, Approval EN3, C/w Hose & 5.0mm Aluminium Nozzle, Hook Bracket 28, Fire Rating : 5A/34B (Drawing No. 20800212) |  |  |  | 2080021200001 | 0300550000000 | 1.0000 | nos. |  | 1.1 Portable Ext - Complete Assembly
[2080021200001] 2kg Halotron BrX Stored Pressure Fire Extinguisher, Approval EN3, C/w Hose & 5.0mm Aluminium Nozzle, Hook Bracket 28, Fire Rating : 5A/34B (Drawing No. 20800212) |  |  |  | 2080021200001 | 0304430100000 | 1.0000 | nos. |  | 1.1 Portable Ext - Complete Assembly
[2080021200001] 2kg Halotron BrX Stored Pressure Fire Extinguisher, Approval EN3, C/w Hose & 5.0mm Aluminium Nozzle, Hook Bracket 28, Fire Rating : 5A/34B (Drawing No. 20800212) |  |  |  | 2080021200001 | 0307410000000 | 1.0000 | nos. |  | 1.1 Portable Ext - Complete Assembly
[2080021200001] 2kg Halotron BrX Stored Pressure Fire Extinguisher, Approval EN3, C/w Hose & 5.0mm Aluminium Nozzle, Hook Bracket 28, Fire Rating : 5A/34B (Drawing No. 20800212) |  |  |  | 2080021200001 | 0300780100000 | 1.0000 | nos. |  | 1.1 Portable Ext - Complete Assembly
[2080021200001] 2kg Halotron BrX Stored Pressure Fire Extinguisher, Approval EN3, C/w Hose & 5.0mm Aluminium Nozzle, Hook Bracket 28, Fire Rating : 5A/34B (Drawing No. 20800212) |  |  |  | 2080021200001 | 0302150000000 | 1.0000 | nos. |  | 1.1 Portable Ext - Complete Assembly
[2080030400000] 6kg Halotron I Stored Pressure Fire Extinguisher c/w SETSCO Approval c/w Hose & Aluminium Nozzle, Hook Bracket 74, Plastic Skirt, Fire Rating : 13A/70B |  |  |  | 2080030400000 | 0300100000000 | 1.0000 | nos. |  | 1.1 Portable Ext - Complete Assembly
[2080030400000] 6kg Halotron I Stored Pressure Fire Extinguisher c/w SETSCO Approval c/w Hose & Aluminium Nozzle, Hook Bracket 74, Plastic Skirt, Fire Rating : 13A/70B |  |  |  | 2080030400000 | 0302170000000 | 1.0000 | nos. |  | 1.1 Portable Ext - Complete Assembly
[2080030400000] 6kg Halotron I Stored Pressure Fire Extinguisher c/w SETSCO Approval c/w Hose & Aluminium Nozzle, Hook Bracket 74, Plastic Skirt, Fire Rating : 13A/70B |  |  |  | 2080030400000 | 0301050000000 | 0.0900 | m3 |  | 1.1 Portable Ext - Complete Assembly
[2080030400000] 6kg Halotron I Stored Pressure Fire Extinguisher c/w SETSCO Approval c/w Hose & Aluminium Nozzle, Hook Bracket 74, Plastic Skirt, Fire Rating : 13A/70B |  |  |  | 2080030400000 | 0309790000000 | 1.0000 | nos. |  | 1.1 Portable Ext - Complete Assembly
[2080030400000] 6kg Halotron I Stored Pressure Fire Extinguisher c/w SETSCO Approval c/w Hose & Aluminium Nozzle, Hook Bracket 74, Plastic Skirt, Fire Rating : 13A/70B |  |  |  | 2080030400000 | 0303460000000 | 1.0000 | nos. |  | 1.1 Portable Ext - Complete Assembly
[2080030400000] 6kg Halotron I Stored Pressure Fire Extinguisher c/w SETSCO Approval c/w Hose & Aluminium Nozzle, Hook Bracket 74, Plastic Skirt, Fire Rating : 13A/70B |  |  |  | 2080030400000 | 0301860000000 | 1.0000 | nos. |  | 1.1 Portable Ext - Complete Assembly
[2080030400000] 6kg Halotron I Stored Pressure Fire Extinguisher c/w SETSCO Approval c/w Hose & Aluminium Nozzle, Hook Bracket 74, Plastic Skirt, Fire Rating : 13A/70B |  |  |  | 2080030400000 | 0307430000000 | 1.0000 | nos. |  | 1.1 Portable Ext - Complete Assembly
[2080030400000] 6kg Halotron I Stored Pressure Fire Extinguisher c/w SETSCO Approval c/w Hose & Aluminium Nozzle, Hook Bracket 74, Plastic Skirt, Fire Rating : 13A/70B |  |  |  | 2080030400000 | 0300980000000 | 6.0000 | kg |  | 1.1 Portable Ext - Complete Assembly
[2080030400000] 6kg Halotron I Stored Pressure Fire Extinguisher c/w SETSCO Approval c/w Hose & Aluminium Nozzle, Hook Bracket 74, Plastic Skirt, Fire Rating : 13A/70B |  |  |  | 2080030400000 | 0303920000000 | 1.0000 | nos. |  | 1.1 Portable Ext - Complete Assembly
[2080030400000] 6kg Halotron I Stored Pressure Fire Extinguisher c/w SETSCO Approval c/w Hose & Aluminium Nozzle, Hook Bracket 74, Plastic Skirt, Fire Rating : 13A/70B |  |  |  | 2080030400000 | 0300310200000 | 1.0000 | nos. |  | 1.1 Portable Ext - Complete Assembly
[2080030400000] 6kg Halotron I Stored Pressure Fire Extinguisher c/w SETSCO Approval c/w Hose & Aluminium Nozzle, Hook Bracket 74, Plastic Skirt, Fire Rating : 13A/70B |  |  |  | 2080030400000 | 0306580000000 | 1.0000 | nos. |  | 1.1 Portable Ext - Complete Assembly
[2080030400000] 6kg Halotron I Stored Pressure Fire Extinguisher c/w SETSCO Approval c/w Hose & Aluminium Nozzle, Hook Bracket 74, Plastic Skirt, Fire Rating : 13A/70B |  |  |  | 2080030400000 | 0300780100000 | 1.0000 | nos. |  | 1.1 Portable Ext - Complete Assembly
[2080030400000] 6kg Halotron I Stored Pressure Fire Extinguisher c/w SETSCO Approval c/w Hose & Aluminium Nozzle, Hook Bracket 74, Plastic Skirt, Fire Rating : 13A/70B |  |  |  | 2080030400000 | 0307160500000 | 1.0000 | nos. |  | 1.1 Portable Ext - Complete Assembly
[2080030400000] 6kg Halotron I Stored Pressure Fire Extinguisher c/w SETSCO Approval c/w Hose & Aluminium Nozzle, Hook Bracket 74, Plastic Skirt, Fire Rating : 13A/70B |  |  |  | 2080030400000 | 0307130000000 | 1.0000 | nos. |  | 1.1 Portable Ext - Complete Assembly
[2080030400000] 6kg Halotron I Stored Pressure Fire Extinguisher c/w SETSCO Approval c/w Hose & Aluminium Nozzle, Hook Bracket 74, Plastic Skirt, Fire Rating : 13A/70B |  |  |  | 2080030400000 | 0300300100000 | 1.0000 | nos. |  | 1.1 Portable Ext - Complete Assembly
[2080030400001] 6kg Halotron I Stored Pressure Fire Extinguisher c/w SETSCO Approval c/w Hose & Aluminium Nozzle, Hook Bracket 74, Plastic Skirt, Fire Rating : 13A/70B, Carton Box |  |  |  | 2080030400001 | 0305140000000 | 1.0000 | nos. |  | 1.1 Portable Ext - Complete Assembly
[2080030400001] 6kg Halotron I Stored Pressure Fire Extinguisher c/w SETSCO Approval c/w Hose & Aluminium Nozzle, Hook Bracket 74, Plastic Skirt, Fire Rating : 13A/70B, Carton Box |  |  |  | 2080030400001 | 0306580000000 | 1.0000 | nos. |  | 1.1 Portable Ext - Complete Assembly
[2080030400001] 6kg Halotron I Stored Pressure Fire Extinguisher c/w SETSCO Approval c/w Hose & Aluminium Nozzle, Hook Bracket 74, Plastic Skirt, Fire Rating : 13A/70B, Carton Box |  |  |  | 2080030400001 | 0300980000000 | 6.0000 | kg |  | 1.1 Portable Ext - Complete Assembly
[2080030400001] 6kg Halotron I Stored Pressure Fire Extinguisher c/w SETSCO Approval c/w Hose & Aluminium Nozzle, Hook Bracket 74, Plastic Skirt, Fire Rating : 13A/70B, Carton Box |  |  |  | 2080030400001 | 0300780100000 | 1.0000 | nos. |  | 1.1 Portable Ext - Complete Assembly
[2080030400001] 6kg Halotron I Stored Pressure Fire Extinguisher c/w SETSCO Approval c/w Hose & Aluminium Nozzle, Hook Bracket 74, Plastic Skirt, Fire Rating : 13A/70B, Carton Box |  |  |  | 2080030400001 | 0301050000000 | 0.1100 | m3 |  | 1.1 Portable Ext - Complete Assembly
[2080030400001] 6kg Halotron I Stored Pressure Fire Extinguisher c/w SETSCO Approval c/w Hose & Aluminium Nozzle, Hook Bracket 74, Plastic Skirt, Fire Rating : 13A/70B, Carton Box |  |  |  | 2080030400001 | 0302170000000 | 1.0000 | nos. |  | 1.1 Portable Ext - Complete Assembly
[2080030400001] 6kg Halotron I Stored Pressure Fire Extinguisher c/w SETSCO Approval c/w Hose & Aluminium Nozzle, Hook Bracket 74, Plastic Skirt, Fire Rating : 13A/70B, Carton Box |  |  |  | 2080030400001 | 0300300100000 | 1.0000 | nos. |  | 1.1 Portable Ext - Complete Assembly
[2080030400001] 6kg Halotron I Stored Pressure Fire Extinguisher c/w SETSCO Approval c/w Hose & Aluminium Nozzle, Hook Bracket 74, Plastic Skirt, Fire Rating : 13A/70B, Carton Box |  |  |  | 2080030400001 | 0300100000000 | 1.0000 | nos. |  | 1.1 Portable Ext - Complete Assembly
[2080030400001] 6kg Halotron I Stored Pressure Fire Extinguisher c/w SETSCO Approval c/w Hose & Aluminium Nozzle, Hook Bracket 74, Plastic Skirt, Fire Rating : 13A/70B, Carton Box |  |  |  | 2080030400001 | 0300310200000 | 1.0000 | nos. |  | 1.1 Portable Ext - Complete Assembly
[2080030400001] 6kg Halotron I Stored Pressure Fire Extinguisher c/w SETSCO Approval c/w Hose & Aluminium Nozzle, Hook Bracket 74, Plastic Skirt, Fire Rating : 13A/70B, Carton Box |  |  |  | 2080030400001 | 0307430000000 | 1.0000 | nos. |  | 1.1 Portable Ext - Complete Assembly
[2080030400001] 6kg Halotron I Stored Pressure Fire Extinguisher c/w SETSCO Approval c/w Hose & Aluminium Nozzle, Hook Bracket 74, Plastic Skirt, Fire Rating : 13A/70B, Carton Box |  |  |  | 2080030400001 | 0303460000000 | 1.0000 | nos. |  | 1.1 Portable Ext - Complete Assembly
[2080030400001] 6kg Halotron I Stored Pressure Fire Extinguisher c/w SETSCO Approval c/w Hose & Aluminium Nozzle, Hook Bracket 74, Plastic Skirt, Fire Rating : 13A/70B, Carton Box |  |  |  | 2080030400001 | 0307160500000 | 1.0000 | nos. |  | 1.1 Portable Ext - Complete Assembly
[2080030400001] 6kg Halotron I Stored Pressure Fire Extinguisher c/w SETSCO Approval c/w Hose & Aluminium Nozzle, Hook Bracket 74, Plastic Skirt, Fire Rating : 13A/70B, Carton Box |  |  |  | 2080030400001 | 0309790000000 | 1.0000 | nos. |  | 1.1 Portable Ext - Complete Assembly
[2080030400001] 6kg Halotron I Stored Pressure Fire Extinguisher c/w SETSCO Approval c/w Hose & Aluminium Nozzle, Hook Bracket 74, Plastic Skirt, Fire Rating : 13A/70B, Carton Box |  |  |  | 2080030400001 | 0307130000000 | 1.0000 | nos. |  | 1.1 Portable Ext - Complete Assembly
[2080030400001] 6kg Halotron I Stored Pressure Fire Extinguisher c/w SETSCO Approval c/w Hose & Aluminium Nozzle, Hook Bracket 74, Plastic Skirt, Fire Rating : 13A/70B, Carton Box |  |  |  | 2080030400001 | 0303920000000 | 1.0000 | nos. |  | 1.1 Portable Ext - Complete Assembly
[2080060000000] 2Kg CO2 Stored Pressure Fire Extinguisher c/w SETSCO Approval, Fire Rating 34B, Swivel & Horn, Hook Bracket, (Dwg No. 20800613) |  |  |  | 2080060000000 | 0300510000000 | 1.0000 | nos. |  | 1.1 Portable Ext - Complete Assembly
[2080060000000] 2Kg CO2 Stored Pressure Fire Extinguisher c/w SETSCO Approval, Fire Rating 34B, Swivel & Horn, Hook Bracket, (Dwg No. 20800613) |  |  |  | 2080060000000 | 0307160300000 | 1.0000 | nos. |  | 1.1 Portable Ext - Complete Assembly
[2080060000000] 2Kg CO2 Stored Pressure Fire Extinguisher c/w SETSCO Approval, Fire Rating 34B, Swivel & Horn, Hook Bracket, (Dwg No. 20800613) |  |  |  | 2080060000000 | 0302150000000 | 1.0000 | nos. |  | 1.1 Portable Ext - Complete Assembly
[2080060000000] 2Kg CO2 Stored Pressure Fire Extinguisher c/w SETSCO Approval, Fire Rating 34B, Swivel & Horn, Hook Bracket, (Dwg No. 20800613) |  |  |  | 2080060000000 | 0301140000000 | 1.0000 | nos. |  | 1.1 Portable Ext - Complete Assembly
[2080060000000] 2Kg CO2 Stored Pressure Fire Extinguisher c/w SETSCO Approval, Fire Rating 34B, Swivel & Horn, Hook Bracket, (Dwg No. 20800613) |  |  |  | 2080060000000 | 0315170000000 | 1.0000 | nos. |  | 1.1 Portable Ext - Complete Assembly
[2080060000001] 2Kg CO2 Stored Pressure Fire Extinguisher c/w SETSCO Approval and 2 HDB Logo, Fire Rating 34B, Swivel & Horn, Hook Bracket, (Dwg No. 20800613) |  |  |  | 2080060000001 | 0300510000000 | 1.0000 | nos. |  | 1.1 Portable Ext - Complete Assembly
[2080060000001] 2Kg CO2 Stored Pressure Fire Extinguisher c/w SETSCO Approval and 2 HDB Logo, Fire Rating 34B, Swivel & Horn, Hook Bracket, (Dwg No. 20800613) |  |  |  | 2080060000001 | 0302150000000 | 1.0000 | nos. |  | 1.1 Portable Ext - Complete Assembly
[2080060000001] 2Kg CO2 Stored Pressure Fire Extinguisher c/w SETSCO Approval and 2 HDB Logo, Fire Rating 34B, Swivel & Horn, Hook Bracket, (Dwg No. 20800613) |  |  |  | 2080060000001 | 0315170000000 | 1.0000 | nos. |  | 1.1 Portable Ext - Complete Assembly
[2080060000001] 2Kg CO2 Stored Pressure Fire Extinguisher c/w SETSCO Approval and 2 HDB Logo, Fire Rating 34B, Swivel & Horn, Hook Bracket, (Dwg No. 20800613) |  |  |  | 2080060000001 | 0307160300000 | 1.0000 | nos. |  | 1.1 Portable Ext - Complete Assembly
[2080060000001] 2Kg CO2 Stored Pressure Fire Extinguisher c/w SETSCO Approval and 2 HDB Logo, Fire Rating 34B, Swivel & Horn, Hook Bracket, (Dwg No. 20800613) |  |  |  | 2080060000001 | 0301140000000 | 1.0000 | nos. |  | 1.1 Portable Ext - Complete Assembly
[2080061300000] 2Kg CO2 Stored Pressure Fire Extinguisher c/w LPCB Approval, Fire Rating 34B, Swivel & Horn, Hook Bracket, Carton Box, (Dwg No. 20800613) |  |  |  | 2080061300000 | 0315170000000 | 1.0000 | nos. |  | 1.1 Portable Ext - Complete Assembly
[2080061300000] 2Kg CO2 Stored Pressure Fire Extinguisher c/w LPCB Approval, Fire Rating 34B, Swivel & Horn, Hook Bracket, Carton Box, (Dwg No. 20800613) |  |  |  | 2080061300000 | 0300510000000 | 1.0000 | nos. |  | 1.1 Portable Ext - Complete Assembly
[2080061300000] 2Kg CO2 Stored Pressure Fire Extinguisher c/w LPCB Approval, Fire Rating 34B, Swivel & Horn, Hook Bracket, Carton Box, (Dwg No. 20800613) |  |  |  | 2080061300000 | 0302150000000 | 1.0000 | nos. |  | 1.1 Portable Ext - Complete Assembly
[2080061300000] 2Kg CO2 Stored Pressure Fire Extinguisher c/w LPCB Approval, Fire Rating 34B, Swivel & Horn, Hook Bracket, Carton Box, (Dwg No. 20800613) |  |  |  | 2080061300000 | 0301140000000 | 1.0000 | nos. |  | 1.1 Portable Ext - Complete Assembly
[2080061300001] 2Kg CO2 Stored Pressure Fire Extinguisher c/w LPCB Approval c/w Arabic Wordings, Fire Rating 34B, Swivel & Horn, Hook Bracket, Carton Box, (Dwg No. 20800613) |  |  |  | 2080061300001 | 0302150000000 | 1.0000 | nos. |  | 1.1 Portable Ext - Complete Assembly
[2080061300001] 2Kg CO2 Stored Pressure Fire Extinguisher c/w LPCB Approval c/w Arabic Wordings, Fire Rating 34B, Swivel & Horn, Hook Bracket, Carton Box, (Dwg No. 20800613) |  |  |  | 2080061300001 | 0301140000000 | 1.0000 | nos. |  | 1.1 Portable Ext - Complete Assembly
[2080061300001] 2Kg CO2 Stored Pressure Fire Extinguisher c/w LPCB Approval c/w Arabic Wordings, Fire Rating 34B, Swivel & Horn, Hook Bracket, Carton Box, (Dwg No. 20800613) |  |  |  | 2080061300001 | 0300510000000 | 1.0000 | nos. |  | 1.1 Portable Ext - Complete Assembly
[2080061300001] 2Kg CO2 Stored Pressure Fire Extinguisher c/w LPCB Approval c/w Arabic Wordings, Fire Rating 34B, Swivel & Horn, Hook Bracket, Carton Box, (Dwg No. 20800613) |  |  |  | 2080061300001 | 0315170000000 | 1.0000 | nos. |  | 1.1 Portable Ext - Complete Assembly
[2080063000000] 3kg CO2 Stored Pressure Fire Extinguisher, Red Colour c/w Carton Box |  |  |  | 2080063000000 | 0315170000000 | 1.0000 | nos. |  | 1.1 Portable Ext - Complete Assembly
[2080063000000] 3kg CO2 Stored Pressure Fire Extinguisher, Red Colour c/w Carton Box |  |  |  | 2080063000000 | 0301230000000 | 1.0000 | nos. |  | 1.1 Portable Ext - Complete Assembly
[2080063000000] 3kg CO2 Stored Pressure Fire Extinguisher, Red Colour c/w Carton Box |  |  |  | 2080063000000 | 0302180000000 | 1.0000 | nos. |  | 1.1 Portable Ext - Complete Assembly
[2080063000000] 3kg CO2 Stored Pressure Fire Extinguisher, Red Colour c/w Carton Box |  |  |  | 2080063000000 | 0300920000000 | 1.0000 | nos. |  | 1.1 Portable Ext - Complete Assembly
[2080070000000] 5kg CO2 Stored Pressure Fire Extinguisher c/w SETSCO Approval, Fire Rating : 55B c/w Hose & Horn & Hook Bracket, (Dwg No. 20800713) |  |  |  | 2080070000000 | 0307160300000 | 1.0000 | nos. |  | 1.1 Portable Ext - Complete Assembly
[2080070000000] 5kg CO2 Stored Pressure Fire Extinguisher c/w SETSCO Approval, Fire Rating : 55B c/w Hose & Horn & Hook Bracket, (Dwg No. 20800713) |  |  |  | 2080070000000 | 0315170000000 | 1.0000 | nos. |  | 1.1 Portable Ext - Complete Assembly
[2080070000000] 5kg CO2 Stored Pressure Fire Extinguisher c/w SETSCO Approval, Fire Rating : 55B c/w Hose & Horn & Hook Bracket, (Dwg No. 20800713) |  |  |  | 2080070000000 | 0300920000000 | 1.0000 | nos. |  | 1.1 Portable Ext - Complete Assembly
[2080070000000] 5kg CO2 Stored Pressure Fire Extinguisher c/w SETSCO Approval, Fire Rating : 55B c/w Hose & Horn & Hook Bracket, (Dwg No. 20800713) |  |  |  | 2080070000000 | 0301170000000 | 1.0000 | nos. |  | 1.1 Portable Ext - Complete Assembly
[2080070000000] 5kg CO2 Stored Pressure Fire Extinguisher c/w SETSCO Approval, Fire Rating : 55B c/w Hose & Horn & Hook Bracket, (Dwg No. 20800713) |  |  |  | 2080070000000 | 0302180000000 | 1.0000 | nos. |  | 1.1 Portable Ext - Complete Assembly
[2080070000001] 5kg CO2 Stored Pressure Fire Extinguisher c/w SETSCO Approval and 2 HDB Logo, Fire Rating : 55B c/w Hose & Horn & Hook Bracket, (Dwg No. 20800713) |  |  |  | 2080070000001 | 0302180000000 | 1.0000 | nos. |  | 1.1 Portable Ext - Complete Assembly
[2080070000001] 5kg CO2 Stored Pressure Fire Extinguisher c/w SETSCO Approval and 2 HDB Logo, Fire Rating : 55B c/w Hose & Horn & Hook Bracket, (Dwg No. 20800713) |  |  |  | 2080070000001 | 0300920000000 | 1.0000 | nos. |  | 1.1 Portable Ext - Complete Assembly
[2080070000001] 5kg CO2 Stored Pressure Fire Extinguisher c/w SETSCO Approval and 2 HDB Logo, Fire Rating : 55B c/w Hose & Horn & Hook Bracket, (Dwg No. 20800713) |  |  |  | 2080070000001 | 0301170000000 | 1.0000 | nos. |  | 1.1 Portable Ext - Complete Assembly
[2080070000001] 5kg CO2 Stored Pressure Fire Extinguisher c/w SETSCO Approval and 2 HDB Logo, Fire Rating : 55B c/w Hose & Horn & Hook Bracket, (Dwg No. 20800713) |  |  |  | 2080070000001 | 0315170000000 | 1.0000 | nos. |  | 1.1 Portable Ext - Complete Assembly
[2080070000001] 5kg CO2 Stored Pressure Fire Extinguisher c/w SETSCO Approval and 2 HDB Logo, Fire Rating : 55B c/w Hose & Horn & Hook Bracket, (Dwg No. 20800713) |  |  |  | 2080070000001 | 0307160300000 | 1.0000 | nos. |  | 1.1 Portable Ext - Complete Assembly
[2080071300000] 5kg CO2 Stored Pressure Fire Extinguisher c/w LPCB Approval, Fire Rating: 55B c/w Hook Bracket, 60cm CO2 High Pressure Hose & Horn, Carton Box, (Dwg No. 20800713) |  |  |  | 2080071300000 | 0301170000000 | 1.0000 | nos. |  | 1.1 Portable Ext - Complete Assembly
[2080071300000] 5kg CO2 Stored Pressure Fire Extinguisher c/w LPCB Approval, Fire Rating: 55B c/w Hook Bracket, 60cm CO2 High Pressure Hose & Horn, Carton Box, (Dwg No. 20800713) |  |  |  | 2080071300000 | 0300920000000 | 1.0000 | nos. |  | 1.1 Portable Ext - Complete Assembly
[2080071300000] 5kg CO2 Stored Pressure Fire Extinguisher c/w LPCB Approval, Fire Rating: 55B c/w Hook Bracket, 60cm CO2 High Pressure Hose & Horn, Carton Box, (Dwg No. 20800713) |  |  |  | 2080071300000 | 0302180000000 | 1.0000 | nos. |  | 1.1 Portable Ext - Complete Assembly
[2080071300000] 5kg CO2 Stored Pressure Fire Extinguisher c/w LPCB Approval, Fire Rating: 55B c/w Hook Bracket, 60cm CO2 High Pressure Hose & Horn, Carton Box, (Dwg No. 20800713) |  |  |  | 2080071300000 | 0315170000000 | 1.0000 | nos. |  | 1.1 Portable Ext - Complete Assembly
[2080071300001] 5kg CO2 Stored Pressure Fire Extinguisher, C/w LPCB Approval, Fire Rating: 55B, Hook Bracket, 60cm CO2 High Pressure Hose And Horn, Carton Box, Arabic Wording, (Dwg No. 20800713) |  |  |  | 2080071300001 | 0300920000000 | 1.0000 | nos. |  | 1.1 Portable Ext - Complete Assembly
[2080071300001] 5kg CO2 Stored Pressure Fire Extinguisher, C/w LPCB Approval, Fire Rating: 55B, Hook Bracket, 60cm CO2 High Pressure Hose And Horn, Carton Box, Arabic Wording, (Dwg No. 20800713) |  |  |  | 2080071300001 | 0301170000000 | 1.0000 | nos. |  | 1.1 Portable Ext - Complete Assembly
[2080071300001] 5kg CO2 Stored Pressure Fire Extinguisher, C/w LPCB Approval, Fire Rating: 55B, Hook Bracket, 60cm CO2 High Pressure Hose And Horn, Carton Box, Arabic Wording, (Dwg No. 20800713) |  |  |  | 2080071300001 | 0315170000000 | 1.0000 | nos. |  | 1.1 Portable Ext - Complete Assembly
[2080071300001] 5kg CO2 Stored Pressure Fire Extinguisher, C/w LPCB Approval, Fire Rating: 55B, Hook Bracket, 60cm CO2 High Pressure Hose And Horn, Carton Box, Arabic Wording, (Dwg No. 20800713) |  |  |  | 2080071300001 | 0302180000000 | 1.0000 | nos. |  | 1.1 Portable Ext - Complete Assembly
[2080071300002] 5kg CO2 Stored Pressure Fire Extinguisher c/w MED, Fire Rating: 55B c/w Hook Bracket, 60cm CO2 High Pressure Hose & Horn, Carton Box, (Dwg No. 20800713) |  |  |  | 2080071300002 | 0300920000000 | 1.0000 | nos. |  | 1.1 Portable Ext - Complete Assembly
[2080071300002] 5kg CO2 Stored Pressure Fire Extinguisher c/w MED, Fire Rating: 55B c/w Hook Bracket, 60cm CO2 High Pressure Hose & Horn, Carton Box, (Dwg No. 20800713) |  |  |  | 2080071300002 | 0307030000000 | 1.0000 | pcs |  | 1.1 Portable Ext - Complete Assembly
[2080071300002] 5kg CO2 Stored Pressure Fire Extinguisher c/w MED, Fire Rating: 55B c/w Hook Bracket, 60cm CO2 High Pressure Hose & Horn, Carton Box, (Dwg No. 20800713) |  |  |  | 2080071300002 | 0301170000000 | 1.0000 | nos. |  | 1.1 Portable Ext - Complete Assembly
[2080071300002] 5kg CO2 Stored Pressure Fire Extinguisher c/w MED, Fire Rating: 55B c/w Hook Bracket, 60cm CO2 High Pressure Hose & Horn, Carton Box, (Dwg No. 20800713) |  |  |  | 2080071300002 | 0302180000000 | 1.0000 | nos. |  | 1.1 Portable Ext - Complete Assembly
[2080071300003] 5kg CO2 Stored Pressure Fire Extinguisher c/w MED, Fire Rating: 55B c/w Hook Bracket, 60cm CO2 High Pressure Hose & Horn, Carton Box, (Dwg No. 20800713) |  |  |  | 2080071300003 | 0301170000000 | 1.0000 | nos. |  | 1.1 Portable Ext - Complete Assembly
[2080071300003] 5kg CO2 Stored Pressure Fire Extinguisher c/w MED, Fire Rating: 55B c/w Hook Bracket, 60cm CO2 High Pressure Hose & Horn, Carton Box, (Dwg No. 20800713) |  |  |  | 2080071300003 | 0300920000000 | 1.0000 | nos. |  | 1.1 Portable Ext - Complete Assembly
[2080071300003] 5kg CO2 Stored Pressure Fire Extinguisher c/w MED, Fire Rating: 55B c/w Hook Bracket, 60cm CO2 High Pressure Hose & Horn, Carton Box, (Dwg No. 20800713) |  |  |  | 2080071300003 | 0302180000000 | 1.0000 | nos. |  | 1.1 Portable Ext - Complete Assembly
[2080071300003] 5kg CO2 Stored Pressure Fire Extinguisher c/w MED, Fire Rating: 55B c/w Hook Bracket, 60cm CO2 High Pressure Hose & Horn, Carton Box, (Dwg No. 20800713) |  |  |  | 2080071300003 | 0315170000000 | 1.0000 | nos. |  | 1.1 Portable Ext - Complete Assembly
[2080080000000] 1kg ABC Stored Pressure Fire Extinguisher c/w SETSCO Approval, Fire Rating : 5A/21B, Discharge Nozzle (Yellow), Hook Bracket 28, (Dwg No. 20800809) |  |  |  | 2080080000000 | 0303100000000 | 1.0000 | nos. |  | 1.1 Portable Ext - Complete Assembly
[2080080000000] 1kg ABC Stored Pressure Fire Extinguisher c/w SETSCO Approval, Fire Rating : 5A/21B, Discharge Nozzle (Yellow), Hook Bracket 28, (Dwg No. 20800809) |  |  |  | 2080080000000 | 0300690000000 | 0.0200 | m3 |  | 1.1 Portable Ext - Complete Assembly
[2080080000000] 1kg ABC Stored Pressure Fire Extinguisher c/w SETSCO Approval, Fire Rating : 5A/21B, Discharge Nozzle (Yellow), Hook Bracket 28, (Dwg No. 20800809) |  |  |  | 2080080000000 | 0307160000000 | 1.0000 | nos. |  | 1.1 Portable Ext - Complete Assembly
[2080080000000] 1kg ABC Stored Pressure Fire Extinguisher c/w SETSCO Approval, Fire Rating : 5A/21B, Discharge Nozzle (Yellow), Hook Bracket 28, (Dwg No. 20800809) |  |  |  | 2080080000000 | 0301310300000 | 1.0000 | nos. |  | 1.1 Portable Ext - Complete Assembly
[2080080000000] 1kg ABC Stored Pressure Fire Extinguisher c/w SETSCO Approval, Fire Rating : 5A/21B, Discharge Nozzle (Yellow), Hook Bracket 28, (Dwg No. 20800809) |  |  |  | 2080080000000 | 0302150000000 | 1.0000 | nos. |  | 1.1 Portable Ext - Complete Assembly
[2080080000000] 1kg ABC Stored Pressure Fire Extinguisher c/w SETSCO Approval, Fire Rating : 5A/21B, Discharge Nozzle (Yellow), Hook Bracket 28, (Dwg No. 20800809) |  |  |  | 2080080000000 | 0307000000000 | 1.0000 | nos. |  | 1.1 Portable Ext - Complete Assembly
[2080080000000] 1kg ABC Stored Pressure Fire Extinguisher c/w SETSCO Approval, Fire Rating : 5A/21B, Discharge Nozzle (Yellow), Hook Bracket 28, (Dwg No. 20800809) |  |  |  | 2080080000000 | 0300390000000 | 1.0000 | nos. |  | 1.1 Portable Ext - Complete Assembly
[2080080000000] 1kg ABC Stored Pressure Fire Extinguisher c/w SETSCO Approval, Fire Rating : 5A/21B, Discharge Nozzle (Yellow), Hook Bracket 28, (Dwg No. 20800809) |  |  |  | 2080080000000 | 0306990000000 | 1.0000 | pcs |  | 1.1 Portable Ext - Complete Assembly
[2080080000000] 1kg ABC Stored Pressure Fire Extinguisher c/w SETSCO Approval, Fire Rating : 5A/21B, Discharge Nozzle (Yellow), Hook Bracket 28, (Dwg No. 20800809) |  |  |  | 2080080000000 | 0306610000000 | 1.0000 | nos. |  | 1.1 Portable Ext - Complete Assembly
[2080080000000] 1kg ABC Stored Pressure Fire Extinguisher c/w SETSCO Approval, Fire Rating : 5A/21B, Discharge Nozzle (Yellow), Hook Bracket 28, (Dwg No. 20800809) |  |  |  | 2080080000000 | 0302470000000 | 1.0000 | kg |  | 1.1 Portable Ext - Complete Assembly
[2080080018001] 1kg ABC Stored Pressure Fire Extinguisher, Red Colour, Fire Rating : 5A/55B, *** Note : Fire Rating Of 1Kg ABC Does Not Comply To The Minimum Fire Rating Requirement As Per SS578:2012, Discharge Nozzle (Yellow), w/o Hook Bracket, SS EN3, Do Not Need Setsco Label |  |  |  | 2080080018001 | 0306990000000 | 1.0000 | pcs |  | 1.1 Portable Ext - Complete Assembly
[2080080018001] 1kg ABC Stored Pressure Fire Extinguisher, Red Colour, Fire Rating : 5A/55B, *** Note : Fire Rating Of 1Kg ABC Does Not Comply To The Minimum Fire Rating Requirement As Per SS578:2012, Discharge Nozzle (Yellow), w/o Hook Bracket, SS EN3, Do Not Need Setsco Label |  |  |  | 2080080018001 | 0302470000000 | 1.0000 | kg |  | 1.1 Portable Ext - Complete Assembly
[2080080018001] 1kg ABC Stored Pressure Fire Extinguisher, Red Colour, Fire Rating : 5A/55B, *** Note : Fire Rating Of 1Kg ABC Does Not Comply To The Minimum Fire Rating Requirement As Per SS578:2012, Discharge Nozzle (Yellow), w/o Hook Bracket, SS EN3, Do Not Need Setsco Label |  |  |  | 2080080018001 | 0301310300000 | 1.0000 | nos. |  | 1.1 Portable Ext - Complete Assembly
[2080080018001] 1kg ABC Stored Pressure Fire Extinguisher, Red Colour, Fire Rating : 5A/55B, *** Note : Fire Rating Of 1Kg ABC Does Not Comply To The Minimum Fire Rating Requirement As Per SS578:2012, Discharge Nozzle (Yellow), w/o Hook Bracket, SS EN3, Do Not Need Setsco Label |  |  |  | 2080080018001 | 0306610000000 | 1.0000 | nos. |  | 1.1 Portable Ext - Complete Assembly
[2080080018001] 1kg ABC Stored Pressure Fire Extinguisher, Red Colour, Fire Rating : 5A/55B, *** Note : Fire Rating Of 1Kg ABC Does Not Comply To The Minimum Fire Rating Requirement As Per SS578:2012, Discharge Nozzle (Yellow), w/o Hook Bracket, SS EN3, Do Not Need Setsco Label |  |  |  | 2080080018001 | 0300390000000 | 1.0000 | nos. |  | 1.1 Portable Ext - Complete Assembly
[2080080018001] 1kg ABC Stored Pressure Fire Extinguisher, Red Colour, Fire Rating : 5A/55B, *** Note : Fire Rating Of 1Kg ABC Does Not Comply To The Minimum Fire Rating Requirement As Per SS578:2012, Discharge Nozzle (Yellow), w/o Hook Bracket, SS EN3, Do Not Need Setsco Label |  |  |  | 2080080018001 | 0303100000000 | 1.0000 | nos. |  | 1.1 Portable Ext - Complete Assembly
[2080080018001] 1kg ABC Stored Pressure Fire Extinguisher, Red Colour, Fire Rating : 5A/55B, *** Note : Fire Rating Of 1Kg ABC Does Not Comply To The Minimum Fire Rating Requirement As Per SS578:2012, Discharge Nozzle (Yellow), w/o Hook Bracket, SS EN3, Do Not Need Setsco Label |  |  |  | 2080080018001 | 0300690000000 | 1.0000 | m3 |  | 1.1 Portable Ext - Complete Assembly
[2080080018001] 1kg ABC Stored Pressure Fire Extinguisher, Red Colour, Fire Rating : 5A/55B, *** Note : Fire Rating Of 1Kg ABC Does Not Comply To The Minimum Fire Rating Requirement As Per SS578:2012, Discharge Nozzle (Yellow), w/o Hook Bracket, SS EN3, Do Not Need Setsco Label |  |  |  | 2080080018001 | 0307000000000 | 1.0000 | nos. |  | 1.1 Portable Ext - Complete Assembly
[2080080900000] 1kg ABC Stored Pressure Fire Extinguisher c/w LPCB Approval, Fire Rating : 5A/21B/C, Discharge Nozzle (Yellow), Hook Bracket 28, (Dwg No. 20800809) |  |  |  | 2080080900000 | 0301310300000 | 1.0000 | nos. |  | 1.1 Portable Ext - Complete Assembly
[2080080900000] 1kg ABC Stored Pressure Fire Extinguisher c/w LPCB Approval, Fire Rating : 5A/21B/C, Discharge Nozzle (Yellow), Hook Bracket 28, (Dwg No. 20800809) |  |  |  | 2080080900000 | 0302150000000 | 1.0000 | nos. |  | 1.1 Portable Ext - Complete Assembly
[2080080900000] 1kg ABC Stored Pressure Fire Extinguisher c/w LPCB Approval, Fire Rating : 5A/21B/C, Discharge Nozzle (Yellow), Hook Bracket 28, (Dwg No. 20800809) |  |  |  | 2080080900000 | 0306610000000 | 1.0000 | nos. |  | 1.1 Portable Ext - Complete Assembly
[2080080900000] 1kg ABC Stored Pressure Fire Extinguisher c/w LPCB Approval, Fire Rating : 5A/21B/C, Discharge Nozzle (Yellow), Hook Bracket 28, (Dwg No. 20800809) |  |  |  | 2080080900000 | 0300390000000 | 1.0000 | nos. |  | 1.1 Portable Ext - Complete Assembly
[2080080900000] 1kg ABC Stored Pressure Fire Extinguisher c/w LPCB Approval, Fire Rating : 5A/21B/C, Discharge Nozzle (Yellow), Hook Bracket 28, (Dwg No. 20800809) |  |  |  | 2080080900000 | 0300690000000 | 1.0000 | m3 |  | 1.1 Portable Ext - Complete Assembly
[2080080900000] 1kg ABC Stored Pressure Fire Extinguisher c/w LPCB Approval, Fire Rating : 5A/21B/C, Discharge Nozzle (Yellow), Hook Bracket 28, (Dwg No. 20800809) |  |  |  | 2080080900000 | 0303100000000 | 1.0000 | nos. |  | 1.1 Portable Ext - Complete Assembly
[2080080900000] 1kg ABC Stored Pressure Fire Extinguisher c/w LPCB Approval, Fire Rating : 5A/21B/C, Discharge Nozzle (Yellow), Hook Bracket 28, (Dwg No. 20800809) |  |  |  | 2080080900000 | 0306990100000 | 1.0000 | pcs |  | 1.1 Portable Ext - Complete Assembly
[2080080900000] 1kg ABC Stored Pressure Fire Extinguisher c/w LPCB Approval, Fire Rating : 5A/21B/C, Discharge Nozzle (Yellow), Hook Bracket 28, (Dwg No. 20800809) |  |  |  | 2080080900000 | 0307000600000 | 1.0000 | nos. |  | 1.1 Portable Ext - Complete Assembly
[2080080900000] 1kg ABC Stored Pressure Fire Extinguisher c/w LPCB Approval, Fire Rating : 5A/21B/C, Discharge Nozzle (Yellow), Hook Bracket 28, (Dwg No. 20800809) |  |  |  | 2080080900000 | 0302470000000 | 1.0000 | kg |  | 1.1 Portable Ext - Complete Assembly
[2080081500000] 1kg ABC Stored Pressure Fire Extinguisher c/w White Colour Band, w/o Setsco Label, Fire Rating : 5A/21B, Yellow Discharge Nozzle, Hook Bracket 28, Carton Box |  |  |  | 2080081500000 | 0300690000000 | 1.0000 | m3 |  | 1.1 Portable Ext - Complete Assembly
[2080081500000] 1kg ABC Stored Pressure Fire Extinguisher c/w White Colour Band, w/o Setsco Label, Fire Rating : 5A/21B, Yellow Discharge Nozzle, Hook Bracket 28, Carton Box |  |  |  | 2080081500000 | 0305080000000 | 1.0000 | nos. |  | 1.1 Portable Ext - Complete Assembly
[2080081500000] 1kg ABC Stored Pressure Fire Extinguisher c/w White Colour Band, w/o Setsco Label, Fire Rating : 5A/21B, Yellow Discharge Nozzle, Hook Bracket 28, Carton Box |  |  |  | 2080081500000 | 0300390000000 | 1.0000 | nos. |  | 1.1 Portable Ext - Complete Assembly
[2080081500000] 1kg ABC Stored Pressure Fire Extinguisher c/w White Colour Band, w/o Setsco Label, Fire Rating : 5A/21B, Yellow Discharge Nozzle, Hook Bracket 28, Carton Box |  |  |  | 2080081500000 | 0301310300000 | 1.0000 | nos. |  | 1.1 Portable Ext - Complete Assembly
[2080081500000] 1kg ABC Stored Pressure Fire Extinguisher c/w White Colour Band, w/o Setsco Label, Fire Rating : 5A/21B, Yellow Discharge Nozzle, Hook Bracket 28, Carton Box |  |  |  | 2080081500000 | 0302470000000 | 1.0000 | kg |  | 1.1 Portable Ext - Complete Assembly
[2080081500000] 1kg ABC Stored Pressure Fire Extinguisher c/w White Colour Band, w/o Setsco Label, Fire Rating : 5A/21B, Yellow Discharge Nozzle, Hook Bracket 28, Carton Box |  |  |  | 2080081500000 | 0306610000000 | 1.0000 | nos. |  | 1.1 Portable Ext - Complete Assembly
[2080081500000] 1kg ABC Stored Pressure Fire Extinguisher c/w White Colour Band, w/o Setsco Label, Fire Rating : 5A/21B, Yellow Discharge Nozzle, Hook Bracket 28, Carton Box |  |  |  | 2080081500000 | 0303100000000 | 1.0000 | nos. |  | 1.1 Portable Ext - Complete Assembly
[2080081500000] 1kg ABC Stored Pressure Fire Extinguisher c/w White Colour Band, w/o Setsco Label, Fire Rating : 5A/21B, Yellow Discharge Nozzle, Hook Bracket 28, Carton Box |  |  |  | 2080081500000 | 0306990000000 | 1.0000 | pcs |  | 1.1 Portable Ext - Complete Assembly
[2080081500000] 1kg ABC Stored Pressure Fire Extinguisher c/w White Colour Band, w/o Setsco Label, Fire Rating : 5A/21B, Yellow Discharge Nozzle, Hook Bracket 28, Carton Box |  |  |  | 2080081500000 | 0307000000000 | 1.0000 | nos. |  | 1.1 Portable Ext - Complete Assembly
[2080081500000] 1kg ABC Stored Pressure Fire Extinguisher c/w White Colour Band, w/o Setsco Label, Fire Rating : 5A/21B, Yellow Discharge Nozzle, Hook Bracket 28, Carton Box |  |  |  | 2080081500000 | 0302150000000 | 1.0000 | nos. |  | 1.1 Portable Ext - Complete Assembly
[2080100000000] 2kg ABC Stored Pressure Fire Extinguisher c/w SETSCO Approval c/w Discharge Nozzle (Yellow), Hook Bracket 28, Fire Rating : 13A/55B, (Dwg No. 20801018) |  |  |  | 2080100000000 | 0300390000000 | 1.0000 | nos. |  | 1.1 Portable Ext - Complete Assembly
[2080100000000] 2kg ABC Stored Pressure Fire Extinguisher c/w SETSCO Approval c/w Discharge Nozzle (Yellow), Hook Bracket 28, Fire Rating : 13A/55B, (Dwg No. 20801018) |  |  |  | 2080100000000 | 0303680000000 | 1.0000 | nos. |  | 1.1 Portable Ext - Complete Assembly
[2080100000000] 2kg ABC Stored Pressure Fire Extinguisher c/w SETSCO Approval c/w Discharge Nozzle (Yellow), Hook Bracket 28, Fire Rating : 13A/55B, (Dwg No. 20801018) |  |  |  | 2080100000000 | 0315150000000 | 1.0000 | nos. |  | 1.1 Portable Ext - Complete Assembly
[2080100000000] 2kg ABC Stored Pressure Fire Extinguisher c/w SETSCO Approval c/w Discharge Nozzle (Yellow), Hook Bracket 28, Fire Rating : 13A/55B, (Dwg No. 20801018) |  |  |  | 2080100000000 | 0302470000000 | 2.0000 | kg |  | 1.1 Portable Ext - Complete Assembly
[2080100000000] 2kg ABC Stored Pressure Fire Extinguisher c/w SETSCO Approval c/w Discharge Nozzle (Yellow), Hook Bracket 28, Fire Rating : 13A/55B, (Dwg No. 20801018) |  |  |  | 2080100000000 | 0306630000000 | 1.0000 | nos. |  | 1.1 Portable Ext - Complete Assembly
[2080100000000] 2kg ABC Stored Pressure Fire Extinguisher c/w SETSCO Approval c/w Discharge Nozzle (Yellow), Hook Bracket 28, Fire Rating : 13A/55B, (Dwg No. 20801018) |  |  |  | 2080100000000 | 0307160000000 | 1.0000 | nos. |  | 1.1 Portable Ext - Complete Assembly
[2080100000000] 2kg ABC Stored Pressure Fire Extinguisher c/w SETSCO Approval c/w Discharge Nozzle (Yellow), Hook Bracket 28, Fire Rating : 13A/55B, (Dwg No. 20801018) |  |  |  | 2080100000000 | 0300690000000 | 0.0400 | m3 |  | 1.1 Portable Ext - Complete Assembly
[2080100000000] 2kg ABC Stored Pressure Fire Extinguisher c/w SETSCO Approval c/w Discharge Nozzle (Yellow), Hook Bracket 28, Fire Rating : 13A/55B, (Dwg No. 20801018) |  |  |  | 2080100000000 | 0301310300000 | 1.0000 | nos. |  | 1.1 Portable Ext - Complete Assembly
[2080100000000] 2kg ABC Stored Pressure Fire Extinguisher c/w SETSCO Approval c/w Discharge Nozzle (Yellow), Hook Bracket 28, Fire Rating : 13A/55B, (Dwg No. 20801018) |  |  |  | 2080100000000 | 0302150000000 | 1.0000 | nos. |  | 1.1 Portable Ext - Complete Assembly
[2080100000001] 2kg ABC Stored Pressure Fire Extinguisher c/w SETSCO Approval and 2 HDB Logo c/w Discharge Nozzle (Yellow), Hook Bracket 28, Fire Rating : 13A/55B, (Dwg No. 20801018) |  |  |  | 2080100000001 | 0300690000000 | 0.0400 | m3 |  | 1.1 Portable Ext - Complete Assembly
[2080100000001] 2kg ABC Stored Pressure Fire Extinguisher c/w SETSCO Approval and 2 HDB Logo c/w Discharge Nozzle (Yellow), Hook Bracket 28, Fire Rating : 13A/55B, (Dwg No. 20801018) |  |  |  | 2080100000001 | 0300390000000 | 1.0000 | nos. |  | 1.1 Portable Ext - Complete Assembly
[2080100000001] 2kg ABC Stored Pressure Fire Extinguisher c/w SETSCO Approval and 2 HDB Logo c/w Discharge Nozzle (Yellow), Hook Bracket 28, Fire Rating : 13A/55B, (Dwg No. 20801018) |  |  |  | 2080100000001 | 0301310300000 | 1.0000 | nos. |  | 1.1 Portable Ext - Complete Assembly
[2080100000001] 2kg ABC Stored Pressure Fire Extinguisher c/w SETSCO Approval and 2 HDB Logo c/w Discharge Nozzle (Yellow), Hook Bracket 28, Fire Rating : 13A/55B, (Dwg No. 20801018) |  |  |  | 2080100000001 | 0303680000000 | 1.0000 | nos. |  | 1.1 Portable Ext - Complete Assembly
[2080100000001] 2kg ABC Stored Pressure Fire Extinguisher c/w SETSCO Approval and 2 HDB Logo c/w Discharge Nozzle (Yellow), Hook Bracket 28, Fire Rating : 13A/55B, (Dwg No. 20801018) |  |  |  | 2080100000001 | 0315150000000 | 1.0000 | nos. |  | 1.1 Portable Ext - Complete Assembly
[2080100000001] 2kg ABC Stored Pressure Fire Extinguisher c/w SETSCO Approval and 2 HDB Logo c/w Discharge Nozzle (Yellow), Hook Bracket 28, Fire Rating : 13A/55B, (Dwg No. 20801018) |  |  |  | 2080100000001 | 0302150000000 | 1.0000 | nos. |  | 1.1 Portable Ext - Complete Assembly
[2080100000001] 2kg ABC Stored Pressure Fire Extinguisher c/w SETSCO Approval and 2 HDB Logo c/w Discharge Nozzle (Yellow), Hook Bracket 28, Fire Rating : 13A/55B, (Dwg No. 20801018) |  |  |  | 2080100000001 | 0302470000000 | 2.0000 | kg |  | 1.1 Portable Ext - Complete Assembly
[2080100000001] 2kg ABC Stored Pressure Fire Extinguisher c/w SETSCO Approval and 2 HDB Logo c/w Discharge Nozzle (Yellow), Hook Bracket 28, Fire Rating : 13A/55B, (Dwg No. 20801018) |  |  |  | 2080100000001 | 0307160000000 | 1.0000 | nos. |  | 1.1 Portable Ext - Complete Assembly
[2080100000001] 2kg ABC Stored Pressure Fire Extinguisher c/w SETSCO Approval and 2 HDB Logo c/w Discharge Nozzle (Yellow), Hook Bracket 28, Fire Rating : 13A/55B, (Dwg No. 20801018) |  |  |  | 2080100000001 | 0306630000000 | 1.0000 | nos. |  | 1.1 Portable Ext - Complete Assembly
[2080101800000] 2kg ABC Stored Pressure Fire Extinguisher c/w LPCB Approval, Fire Rating : 13A/55B/C c/w Discharge Nozzle(Yellow), Hook Bracket 28, Carton Box, (Dwg No. 20801018) |  |  |  | 2080101800000 | 0301310300000 | 1.0000 | nos. |  | 1.1 Portable Ext - Complete Assembly
[2080101800000] 2kg ABC Stored Pressure Fire Extinguisher c/w LPCB Approval, Fire Rating : 13A/55B/C c/w Discharge Nozzle(Yellow), Hook Bracket 28, Carton Box, (Dwg No. 20801018) |  |  |  | 2080101800000 | 0306630000000 | 1.0000 | nos. |  | 1.1 Portable Ext - Complete Assembly
[2080101800000] 2kg ABC Stored Pressure Fire Extinguisher c/w LPCB Approval, Fire Rating : 13A/55B/C c/w Discharge Nozzle(Yellow), Hook Bracket 28, Carton Box, (Dwg No. 20801018) |  |  |  | 2080101800000 | 0300690000000 | 0.0400 | m3 |  | 1.1 Portable Ext - Complete Assembly
[2080101800000] 2kg ABC Stored Pressure Fire Extinguisher c/w LPCB Approval, Fire Rating : 13A/55B/C c/w Discharge Nozzle(Yellow), Hook Bracket 28, Carton Box, (Dwg No. 20801018) |  |  |  | 2080101800000 | 0303680000000 | 1.0000 | nos. |  | 1.1 Portable Ext - Complete Assembly
[2080101800000] 2kg ABC Stored Pressure Fire Extinguisher c/w LPCB Approval, Fire Rating : 13A/55B/C c/w Discharge Nozzle(Yellow), Hook Bracket 28, Carton Box, (Dwg No. 20801018) |  |  |  | 2080101800000 | 0302470000000 | 2.0000 | kg |  | 1.1 Portable Ext - Complete Assembly
[2080101800000] 2kg ABC Stored Pressure Fire Extinguisher c/w LPCB Approval, Fire Rating : 13A/55B/C c/w Discharge Nozzle(Yellow), Hook Bracket 28, Carton Box, (Dwg No. 20801018) |  |  |  | 2080101800000 | 0302150000000 | 1.0000 | nos. |  | 1.1 Portable Ext - Complete Assembly
[2080101800000] 2kg ABC Stored Pressure Fire Extinguisher c/w LPCB Approval, Fire Rating : 13A/55B/C c/w Discharge Nozzle(Yellow), Hook Bracket 28, Carton Box, (Dwg No. 20801018) |  |  |  | 2080101800000 | 0305100000000 | 1.0000 | nos. |  | 1.1 Portable Ext - Complete Assembly
[2080101800000] 2kg ABC Stored Pressure Fire Extinguisher c/w LPCB Approval, Fire Rating : 13A/55B/C c/w Discharge Nozzle(Yellow), Hook Bracket 28, Carton Box, (Dwg No. 20801018) |  |  |  | 2080101800000 | 0300390000000 | 1.0000 | nos. |  | 1.1 Portable Ext - Complete Assembly
[2080101800000] 2kg ABC Stored Pressure Fire Extinguisher c/w LPCB Approval, Fire Rating : 13A/55B/C c/w Discharge Nozzle(Yellow), Hook Bracket 28, Carton Box, (Dwg No. 20801018) |  |  |  | 2080101800000 | 0315150000000 | 1.0000 | nos. |  | 1.1 Portable Ext - Complete Assembly
[2080101800001] 2kg ABC Stored Pressure Fire Extinguisher c/w MED Approval, Fire Rating : 13A/55B/C c/w Discharge Nozzle(Yellow), Hook Bracket 28, Carton Box, (Dwg No. 20801018) |  |  |  | 2080101800001 | 0302470000000 | 2.0000 | kg |  | 1.1 Portable Ext - Complete Assembly
[2080101800001] 2kg ABC Stored Pressure Fire Extinguisher c/w MED Approval, Fire Rating : 13A/55B/C c/w Discharge Nozzle(Yellow), Hook Bracket 28, Carton Box, (Dwg No. 20801018) |  |  |  | 2080101800001 | 0315150000000 | 1.0000 | nos. |  | 1.1 Portable Ext - Complete Assembly
[2080101800001] 2kg ABC Stored Pressure Fire Extinguisher c/w MED Approval, Fire Rating : 13A/55B/C c/w Discharge Nozzle(Yellow), Hook Bracket 28, Carton Box, (Dwg No. 20801018) |  |  |  | 2080101800001 | 0305100000000 | 1.0000 | nos. |  | 1.1 Portable Ext - Complete Assembly
[2080101800001] 2kg ABC Stored Pressure Fire Extinguisher c/w MED Approval, Fire Rating : 13A/55B/C c/w Discharge Nozzle(Yellow), Hook Bracket 28, Carton Box, (Dwg No. 20801018) |  |  |  | 2080101800001 | 0303680000000 | 1.0000 | nos. |  | 1.1 Portable Ext - Complete Assembly
[2080101800001] 2kg ABC Stored Pressure Fire Extinguisher c/w MED Approval, Fire Rating : 13A/55B/C c/w Discharge Nozzle(Yellow), Hook Bracket 28, Carton Box, (Dwg No. 20801018) |  |  |  | 2080101800001 | 0300390000000 | 1.0000 | nos. |  | 1.1 Portable Ext - Complete Assembly
[2080101800001] 2kg ABC Stored Pressure Fire Extinguisher c/w MED Approval, Fire Rating : 13A/55B/C c/w Discharge Nozzle(Yellow), Hook Bracket 28, Carton Box, (Dwg No. 20801018) |  |  |  | 2080101800001 | 0306630000000 | 1.0000 | nos. |  | 1.1 Portable Ext - Complete Assembly
[2080101800001] 2kg ABC Stored Pressure Fire Extinguisher c/w MED Approval, Fire Rating : 13A/55B/C c/w Discharge Nozzle(Yellow), Hook Bracket 28, Carton Box, (Dwg No. 20801018) |  |  |  | 2080101800001 | 0301310300000 | 1.0000 | nos. |  | 1.1 Portable Ext - Complete Assembly
[2080101800001] 2kg ABC Stored Pressure Fire Extinguisher c/w MED Approval, Fire Rating : 13A/55B/C c/w Discharge Nozzle(Yellow), Hook Bracket 28, Carton Box, (Dwg No. 20801018) |  |  |  | 2080101800001 | 0302150000000 | 1.0000 | nos. |  | 1.1 Portable Ext - Complete Assembly
[2080101800001] 2kg ABC Stored Pressure Fire Extinguisher c/w MED Approval, Fire Rating : 13A/55B/C c/w Discharge Nozzle(Yellow), Hook Bracket 28, Carton Box, (Dwg No. 20801018) |  |  |  | 2080101800001 | 0300690000000 | 0.0400 | m3 |  | 1.1 Portable Ext - Complete Assembly
[2080120000000] 3kg ABC Stored Pressure Fire Extinguisher c/w SETSCO Approval c/w Discharge Nozzle (Yellow), Hook Bracket 36, Fire Rating : 13A/55B, (Dwg No. 20801200) |  |  |  | 2080120000000 | 0301030000000 | 1.0000 | nos. |  | 1.1 Portable Ext - Complete Assembly
[2080120000000] 3kg ABC Stored Pressure Fire Extinguisher c/w SETSCO Approval c/w Discharge Nozzle (Yellow), Hook Bracket 36, Fire Rating : 13A/55B, (Dwg No. 20801200) |  |  |  | 2080120000000 | 0301310300000 | 1.0000 | nos. |  | 1.1 Portable Ext - Complete Assembly
[2080120000000] 3kg ABC Stored Pressure Fire Extinguisher c/w SETSCO Approval c/w Discharge Nozzle (Yellow), Hook Bracket 36, Fire Rating : 13A/55B, (Dwg No. 20801200) |  |  |  | 2080120000000 | 0300390000000 | 1.0000 | nos. |  | 1.1 Portable Ext - Complete Assembly
[2080120000000] 3kg ABC Stored Pressure Fire Extinguisher c/w SETSCO Approval c/w Discharge Nozzle (Yellow), Hook Bracket 36, Fire Rating : 13A/55B, (Dwg No. 20801200) |  |  |  | 2080120000000 | 0302470000000 | 3.0000 | kg |  | 1.1 Portable Ext - Complete Assembly
[2080120000000] 3kg ABC Stored Pressure Fire Extinguisher c/w SETSCO Approval c/w Discharge Nozzle (Yellow), Hook Bracket 36, Fire Rating : 13A/55B, (Dwg No. 20801200) |  |  |  | 2080120000000 | 0306650000000 | 1.0000 | nos. |  | 1.1 Portable Ext - Complete Assembly
[2080120000000] 3kg ABC Stored Pressure Fire Extinguisher c/w SETSCO Approval c/w Discharge Nozzle (Yellow), Hook Bracket 36, Fire Rating : 13A/55B, (Dwg No. 20801200) |  |  |  | 2080120000000 | 0307160000000 | 1.0000 | nos. |  | 1.1 Portable Ext - Complete Assembly
[2080120000000] 3kg ABC Stored Pressure Fire Extinguisher c/w SETSCO Approval c/w Discharge Nozzle (Yellow), Hook Bracket 36, Fire Rating : 13A/55B, (Dwg No. 20801200) |  |  |  | 2080120000000 | 0300690000000 | 0.0600 | m3 |  | 1.1 Portable Ext - Complete Assembly
[2080120000000] 3kg ABC Stored Pressure Fire Extinguisher c/w SETSCO Approval c/w Discharge Nozzle (Yellow), Hook Bracket 36, Fire Rating : 13A/55B, (Dwg No. 20801200) |  |  |  | 2080120000000 | 0303670000000 | 1.0000 | nos. |  | 1.1 Portable Ext - Complete Assembly
[2080120000000] 3kg ABC Stored Pressure Fire Extinguisher c/w SETSCO Approval c/w Discharge Nozzle (Yellow), Hook Bracket 36, Fire Rating : 13A/55B, (Dwg No. 20801200) |  |  |  | 2080120000000 | 0315150000000 | 1.0000 | nos. |  | 1.1 Portable Ext - Complete Assembly
[2080120000001] 3kg ABC Stored Pressure Fire Extinguisher c/w SETSCO Approval and 2 HDB Logo, Discharge Nozzle (Yellow), Hook Bracket 36, Fire Rating : 13A/55B, (Dwg No. 20801200) |  |  |  | 2080120000001 | 0303670000000 | 1.0000 | nos. |  | 1.1 Portable Ext - Complete Assembly
[2080120000001] 3kg ABC Stored Pressure Fire Extinguisher c/w SETSCO Approval and 2 HDB Logo, Discharge Nozzle (Yellow), Hook Bracket 36, Fire Rating : 13A/55B, (Dwg No. 20801200) |  |  |  | 2080120000001 | 0315150000000 | 1.0000 | nos. |  | 1.1 Portable Ext - Complete Assembly
[2080120000001] 3kg ABC Stored Pressure Fire Extinguisher c/w SETSCO Approval and 2 HDB Logo, Discharge Nozzle (Yellow), Hook Bracket 36, Fire Rating : 13A/55B, (Dwg No. 20801200) |  |  |  | 2080120000001 | 0301030000000 | 1.0000 | nos. |  | 1.1 Portable Ext - Complete Assembly
[2080120000001] 3kg ABC Stored Pressure Fire Extinguisher c/w SETSCO Approval and 2 HDB Logo, Discharge Nozzle (Yellow), Hook Bracket 36, Fire Rating : 13A/55B, (Dwg No. 20801200) |  |  |  | 2080120000001 | 0301310300000 | 1.0000 | nos. |  | 1.1 Portable Ext - Complete Assembly
[2080120000001] 3kg ABC Stored Pressure Fire Extinguisher c/w SETSCO Approval and 2 HDB Logo, Discharge Nozzle (Yellow), Hook Bracket 36, Fire Rating : 13A/55B, (Dwg No. 20801200) |  |  |  | 2080120000001 | 0300390000000 | 1.0000 | nos. |  | 1.1 Portable Ext - Complete Assembly
[2080120000001] 3kg ABC Stored Pressure Fire Extinguisher c/w SETSCO Approval and 2 HDB Logo, Discharge Nozzle (Yellow), Hook Bracket 36, Fire Rating : 13A/55B, (Dwg No. 20801200) |  |  |  | 2080120000001 | 0306650000000 | 1.0000 | nos. |  | 1.1 Portable Ext - Complete Assembly
[2080120000001] 3kg ABC Stored Pressure Fire Extinguisher c/w SETSCO Approval and 2 HDB Logo, Discharge Nozzle (Yellow), Hook Bracket 36, Fire Rating : 13A/55B, (Dwg No. 20801200) |  |  |  | 2080120000001 | 0300690000000 | 0.0600 | m3 |  | 1.1 Portable Ext - Complete Assembly
[2080120000001] 3kg ABC Stored Pressure Fire Extinguisher c/w SETSCO Approval and 2 HDB Logo, Discharge Nozzle (Yellow), Hook Bracket 36, Fire Rating : 13A/55B, (Dwg No. 20801200) |  |  |  | 2080120000001 | 0302470000000 | 3.0000 | kg |  | 1.1 Portable Ext - Complete Assembly
[2080120000001] 3kg ABC Stored Pressure Fire Extinguisher c/w SETSCO Approval and 2 HDB Logo, Discharge Nozzle (Yellow), Hook Bracket 36, Fire Rating : 13A/55B, (Dwg No. 20801200) |  |  |  | 2080120000001 | 0307160000000 | 1.0000 | nos. |  | 1.1 Portable Ext - Complete Assembly
[2080120024001] 3kg ABC Stored Pressure Fire Extinguisher c/w Discharge Nozzle (Yellow), Hook Bracket 36, No Label, No Silkscreen |  |  |  | 2080120024001 | 0302470000000 | 3.0000 | kg |  | 1.1 Portable Ext - Complete Assembly
[2080120024001] 3kg ABC Stored Pressure Fire Extinguisher c/w Discharge Nozzle (Yellow), Hook Bracket 36, No Label, No Silkscreen |  |  |  | 2080120024001 | 0306650000000 | 1.0000 | nos. |  | 1.1 Portable Ext - Complete Assembly
[2080120024001] 3kg ABC Stored Pressure Fire Extinguisher c/w Discharge Nozzle (Yellow), Hook Bracket 36, No Label, No Silkscreen |  |  |  | 2080120024001 | 0301310300000 | 1.0000 | nos. |  | 1.1 Portable Ext - Complete Assembly
[2080120024001] 3kg ABC Stored Pressure Fire Extinguisher c/w Discharge Nozzle (Yellow), Hook Bracket 36, No Label, No Silkscreen |  |  |  | 2080120024001 | 0300690000000 | 0.0600 | m3 |  | 1.1 Portable Ext - Complete Assembly
[2080120024001] 3kg ABC Stored Pressure Fire Extinguisher c/w Discharge Nozzle (Yellow), Hook Bracket 36, No Label, No Silkscreen |  |  |  | 2080120024001 | 0303670000000 | 1.0000 | nos. |  | 1.1 Portable Ext - Complete Assembly
[2080120024001] 3kg ABC Stored Pressure Fire Extinguisher c/w Discharge Nozzle (Yellow), Hook Bracket 36, No Label, No Silkscreen |  |  |  | 2080120024001 | 0305120000000 | 1.0000 | nos. |  | 1.1 Portable Ext - Complete Assembly
[2080120024001] 3kg ABC Stored Pressure Fire Extinguisher c/w Discharge Nozzle (Yellow), Hook Bracket 36, No Label, No Silkscreen |  |  |  | 2080120024001 | 0300390000000 | 1.0000 | nos. |  | 1.1 Portable Ext - Complete Assembly
[2080120024001] 3kg ABC Stored Pressure Fire Extinguisher c/w Discharge Nozzle (Yellow), Hook Bracket 36, No Label, No Silkscreen |  |  |  | 2080120024001 | 0301030000000 | 1.0000 | nos. |  | 1.1 Portable Ext - Complete Assembly
[2080121000000] 3Kg ABC Stored Pressure Fire Extinguisher, Discharge Nozzle (Yellow), Hook Bracket 36, Carton Box, ABC90, No Label/Silkscreen (Dwg No. 20801200) |  |  |  | 2080121000000 | 0300390000000 | 1.0000 | nos.
[2080121000000] 3Kg ABC Stored Pressure Fire Extinguisher, Discharge Nozzle (Yellow), Hook Bracket 36, Carton Box, ABC90, No Label/Silkscreen (Dwg No. 20801200) |  |  |  | 2080121000000 | 0318830000000 | 3.0000 | kg
[2080121000000] 3Kg ABC Stored Pressure Fire Extinguisher, Discharge Nozzle (Yellow), Hook Bracket 36, Carton Box, ABC90, No Label/Silkscreen (Dwg No. 20801200) |  |  |  | 2080121000000 | 0301310300000 | 1.0000 | nos.
[2080121000000] 3Kg ABC Stored Pressure Fire Extinguisher, Discharge Nozzle (Yellow), Hook Bracket 36, Carton Box, ABC90, No Label/Silkscreen (Dwg No. 20801200) |  |  |  | 2080121000000 | 0306650000000 | 1.0000 | nos.
[2080121000000] 3Kg ABC Stored Pressure Fire Extinguisher, Discharge Nozzle (Yellow), Hook Bracket 36, Carton Box, ABC90, No Label/Silkscreen (Dwg No. 20801200) |  |  |  | 2080121000000 | 0301030000000 | 1.0000 | nos.
[2080121000000] 3Kg ABC Stored Pressure Fire Extinguisher, Discharge Nozzle (Yellow), Hook Bracket 36, Carton Box, ABC90, No Label/Silkscreen (Dwg No. 20801200) |  |  |  | 2080121000000 | 0305120000000 | 1.0000 | nos.
[2080121000000] 3Kg ABC Stored Pressure Fire Extinguisher, Discharge Nozzle (Yellow), Hook Bracket 36, Carton Box, ABC90, No Label/Silkscreen (Dwg No. 20801200) |  |  |  | 2080121000000 | 0300690000000 | 0.0600 | m3
[2080121000000] 3Kg ABC Stored Pressure Fire Extinguisher, Discharge Nozzle (Yellow), Hook Bracket 36, Carton Box, ABC90, No Label/Silkscreen (Dwg No. 20801200) |  |  |  | 2080121000000 | 0303670000000 | 1.0000 | nos.
[2080122000000] 3Kg ABC Stored Pressure Fire Extinguisher C/w LPCB Approval, Fire Rating : 13A/55B/C, Discharge Nozzle (Yellow), Hook Bracket 36, Carton Box, (Dwg No. 20801200) |  |  |  | 2080122000000 | 0301030000000 | 1.0000 | nos. |  | 1.1 Portable Ext - Complete Assembly
[2080122000000] 3Kg ABC Stored Pressure Fire Extinguisher C/w LPCB Approval, Fire Rating : 13A/55B/C, Discharge Nozzle (Yellow), Hook Bracket 36, Carton Box, (Dwg No. 20801200) |  |  |  | 2080122000000 | 0315150000000 | 1.0000 | nos. |  | 1.1 Portable Ext - Complete Assembly
[2080122000000] 3Kg ABC Stored Pressure Fire Extinguisher C/w LPCB Approval, Fire Rating : 13A/55B/C, Discharge Nozzle (Yellow), Hook Bracket 36, Carton Box, (Dwg No. 20801200) |  |  |  | 2080122000000 | 0300390000000 | 1.0000 | nos. |  | 1.1 Portable Ext - Complete Assembly
[2080122000000] 3Kg ABC Stored Pressure Fire Extinguisher C/w LPCB Approval, Fire Rating : 13A/55B/C, Discharge Nozzle (Yellow), Hook Bracket 36, Carton Box, (Dwg No. 20801200) |  |  |  | 2080122000000 | 0306650000000 | 1.0000 | nos. |  | 1.1 Portable Ext - Complete Assembly
[2080122000000] 3Kg ABC Stored Pressure Fire Extinguisher C/w LPCB Approval, Fire Rating : 13A/55B/C, Discharge Nozzle (Yellow), Hook Bracket 36, Carton Box, (Dwg No. 20801200) |  |  |  | 2080122000000 | 0302470000000 | 3.0000 | kg |  | 1.1 Portable Ext - Complete Assembly
[2080122000000] 3Kg ABC Stored Pressure Fire Extinguisher C/w LPCB Approval, Fire Rating : 13A/55B/C, Discharge Nozzle (Yellow), Hook Bracket 36, Carton Box, (Dwg No. 20801200) |  |  |  | 2080122000000 | 0303670000000 | 1.0000 | nos. |  | 1.1 Portable Ext - Complete Assembly
[2080122000000] 3Kg ABC Stored Pressure Fire Extinguisher C/w LPCB Approval, Fire Rating : 13A/55B/C, Discharge Nozzle (Yellow), Hook Bracket 36, Carton Box, (Dwg No. 20801200) |  |  |  | 2080122000000 | 0305120000000 | 1.0000 | nos. |  | 1.1 Portable Ext - Complete Assembly
[2080122000000] 3Kg ABC Stored Pressure Fire Extinguisher C/w LPCB Approval, Fire Rating : 13A/55B/C, Discharge Nozzle (Yellow), Hook Bracket 36, Carton Box, (Dwg No. 20801200) |  |  |  | 2080122000000 | 0300690000000 | 0.0600 | m3 |  | 1.1 Portable Ext - Complete Assembly
[2080122000000] 3Kg ABC Stored Pressure Fire Extinguisher C/w LPCB Approval, Fire Rating : 13A/55B/C, Discharge Nozzle (Yellow), Hook Bracket 36, Carton Box, (Dwg No. 20801200) |  |  |  | 2080122000000 | 0301310300000 | 1.0000 | nos. |  | 1.1 Portable Ext - Complete Assembly
[2080130200000] 4kg ABC Stored Pressure Fire Extinguisher c/w SETSCO Approval c/w Hose & Horn, Plastic Skirt, Hook Bracket 54, Fire Rating : 21A/144B, (Dwg No. 20801321) |  |  |  | 2080130200000 | 0302160000000 | 1.0000 | nos. |  | 1.1 Portable Ext - Complete Assembly
[2080130200000] 4kg ABC Stored Pressure Fire Extinguisher c/w SETSCO Approval c/w Hose & Horn, Plastic Skirt, Hook Bracket 54, Fire Rating : 21A/144B, (Dwg No. 20801321) |  |  |  | 2080130200000 | 0301310300000 | 1.0000 | nos. |  | 1.1 Portable Ext - Complete Assembly
[2080130200000] 4kg ABC Stored Pressure Fire Extinguisher c/w SETSCO Approval c/w Hose & Horn, Plastic Skirt, Hook Bracket 54, Fire Rating : 21A/144B, (Dwg No. 20801321) |  |  |  | 2080130200000 | 0315150000000 | 1.0000 | nos. |  | 1.1 Portable Ext - Complete Assembly
[2080130200000] 4kg ABC Stored Pressure Fire Extinguisher c/w SETSCO Approval c/w Hose & Horn, Plastic Skirt, Hook Bracket 54, Fire Rating : 21A/144B, (Dwg No. 20801321) |  |  |  | 2080130200000 | 0300690000000 | 0.0800 | m3 |  | 1.1 Portable Ext - Complete Assembly
[2080130200000] 4kg ABC Stored Pressure Fire Extinguisher c/w SETSCO Approval c/w Hose & Horn, Plastic Skirt, Hook Bracket 54, Fire Rating : 21A/144B, (Dwg No. 20801321) |  |  |  | 2080130200000 | 0303680000000 | 1.0000 | nos. |  | 1.1 Portable Ext - Complete Assembly
[2080130200000] 4kg ABC Stored Pressure Fire Extinguisher c/w SETSCO Approval c/w Hose & Horn, Plastic Skirt, Hook Bracket 54, Fire Rating : 21A/144B, (Dwg No. 20801321) |  |  |  | 2080130200000 | 0309780000000 | 1.0000 | nos. |  | 1.1 Portable Ext - Complete Assembly
[2080130200000] 4kg ABC Stored Pressure Fire Extinguisher c/w SETSCO Approval c/w Hose & Horn, Plastic Skirt, Hook Bracket 54, Fire Rating : 21A/144B, (Dwg No. 20801321) |  |  |  | 2080130200000 | 0300250100000 | 1.0000 | nos. |  | 1.1 Portable Ext - Complete Assembly
[2080130200000] 4kg ABC Stored Pressure Fire Extinguisher c/w SETSCO Approval c/w Hose & Horn, Plastic Skirt, Hook Bracket 54, Fire Rating : 21A/144B, (Dwg No. 20801321) |  |  |  | 2080130200000 | 0302470000000 | 4.0000 | kg |  | 1.1 Portable Ext - Complete Assembly
[2080130200000] 4kg ABC Stored Pressure Fire Extinguisher c/w SETSCO Approval c/w Hose & Horn, Plastic Skirt, Hook Bracket 54, Fire Rating : 21A/144B, (Dwg No. 20801321) |  |  |  | 2080130200000 | 0306570000000 | 1.0000 | nos. |  | 1.1 Portable Ext - Complete Assembly
[2080130200000] 4kg ABC Stored Pressure Fire Extinguisher c/w SETSCO Approval c/w Hose & Horn, Plastic Skirt, Hook Bracket 54, Fire Rating : 21A/144B, (Dwg No. 20801321) |  |  |  | 2080130200000 | 0307160000000 | 1.0000 | nos. |  | 1.1 Portable Ext - Complete Assembly
[2080130200001] 4kg ABC Stored Pressure Fire Extinguisher c/w SETSCO Approval and 2 HDB Logo c/w Hose & Horn, Plastic Skirt, Hook Bracket 54, Fire Rating : 21A/144B, (Dwg No. 20801321) |  |  |  | 2080130200001 | 0301310300000 | 1.0000 | nos. |  | 1.1 Portable Ext - Complete Assembly
[2080130200001] 4kg ABC Stored Pressure Fire Extinguisher c/w SETSCO Approval and 2 HDB Logo c/w Hose & Horn, Plastic Skirt, Hook Bracket 54, Fire Rating : 21A/144B, (Dwg No. 20801321) |  |  |  | 2080130200001 | 0315150000000 | 1.0000 | nos. |  | 1.1 Portable Ext - Complete Assembly
[2080130200001] 4kg ABC Stored Pressure Fire Extinguisher c/w SETSCO Approval and 2 HDB Logo c/w Hose & Horn, Plastic Skirt, Hook Bracket 54, Fire Rating : 21A/144B, (Dwg No. 20801321) |  |  |  | 2080130200001 | 0302160000000 | 1.0000 | nos. |  | 1.1 Portable Ext - Complete Assembly
[2080130200001] 4kg ABC Stored Pressure Fire Extinguisher c/w SETSCO Approval and 2 HDB Logo c/w Hose & Horn, Plastic Skirt, Hook Bracket 54, Fire Rating : 21A/144B, (Dwg No. 20801321) |  |  |  | 2080130200001 | 0309780000000 | 1.0000 | nos. |  | 1.1 Portable Ext - Complete Assembly
[2080130200001] 4kg ABC Stored Pressure Fire Extinguisher c/w SETSCO Approval and 2 HDB Logo c/w Hose & Horn, Plastic Skirt, Hook Bracket 54, Fire Rating : 21A/144B, (Dwg No. 20801321) |  |  |  | 2080130200001 | 0300250100000 | 1.0000 | nos. |  | 1.1 Portable Ext - Complete Assembly
[2080130200001] 4kg ABC Stored Pressure Fire Extinguisher c/w SETSCO Approval and 2 HDB Logo c/w Hose & Horn, Plastic Skirt, Hook Bracket 54, Fire Rating : 21A/144B, (Dwg No. 20801321) |  |  |  | 2080130200001 | 0302470000000 | 4.0000 | kg |  | 1.1 Portable Ext - Complete Assembly
[2080130200001] 4kg ABC Stored Pressure Fire Extinguisher c/w SETSCO Approval and 2 HDB Logo c/w Hose & Horn, Plastic Skirt, Hook Bracket 54, Fire Rating : 21A/144B, (Dwg No. 20801321) |  |  |  | 2080130200001 | 0306570000000 | 1.0000 | nos. |  | 1.1 Portable Ext - Complete Assembly
[2080130200001] 4kg ABC Stored Pressure Fire Extinguisher c/w SETSCO Approval and 2 HDB Logo c/w Hose & Horn, Plastic Skirt, Hook Bracket 54, Fire Rating : 21A/144B, (Dwg No. 20801321) |  |  |  | 2080130200001 | 0303680000000 | 1.0000 | nos. |  | 1.1 Portable Ext - Complete Assembly
[2080130200001] 4kg ABC Stored Pressure Fire Extinguisher c/w SETSCO Approval and 2 HDB Logo c/w Hose & Horn, Plastic Skirt, Hook Bracket 54, Fire Rating : 21A/144B, (Dwg No. 20801321) |  |  |  | 2080130200001 | 0300690000000 | 0.0800 | m3 |  | 1.1 Portable Ext - Complete Assembly
[2080130200001] 4kg ABC Stored Pressure Fire Extinguisher c/w SETSCO Approval and 2 HDB Logo c/w Hose & Horn, Plastic Skirt, Hook Bracket 54, Fire Rating : 21A/144B, (Dwg No. 20801321) |  |  |  | 2080130200001 | 0307160000000 | 1.0000 | nos. |  | 1.1 Portable Ext - Complete Assembly
[2080130218001] 4Kg ABC Stored Pressure Fire Extinguisher C/w SETSCO Approval, Fire Rating : 21A/144B, Hose & Horn, Metal Skirt, Hook Bracket 54, (Dwg No. 20801321) |  |  |  | 2080130218001 | 0300250100000 | 1.0000 | nos. |  | 1.1 Portable Ext - Complete Assembly
[2080130218001] 4Kg ABC Stored Pressure Fire Extinguisher C/w SETSCO Approval, Fire Rating : 21A/144B, Hose & Horn, Metal Skirt, Hook Bracket 54, (Dwg No. 20801321) |  |  |  | 2080130218001 | 0315150000000 | 1.0000 | nos. |  | 1.1 Portable Ext - Complete Assembly
[2080130218001] 4Kg ABC Stored Pressure Fire Extinguisher C/w SETSCO Approval, Fire Rating : 21A/144B, Hose & Horn, Metal Skirt, Hook Bracket 54, (Dwg No. 20801321) |  |  |  | 2080130218001 | 0300270000000 | 1.0000 | nos. |  | 1.1 Portable Ext - Complete Assembly
[2080130218001] 4Kg ABC Stored Pressure Fire Extinguisher C/w SETSCO Approval, Fire Rating : 21A/144B, Hose & Horn, Metal Skirt, Hook Bracket 54, (Dwg No. 20801321) |  |  |  | 2080130218001 | 0306660000000 | 1.0000 | nos. |  | 1.1 Portable Ext - Complete Assembly
[2080130218001] 4Kg ABC Stored Pressure Fire Extinguisher C/w SETSCO Approval, Fire Rating : 21A/144B, Hose & Horn, Metal Skirt, Hook Bracket 54, (Dwg No. 20801321) |  |  |  | 2080130218001 | 0307160000000 | 1.0000 | nos. |  | 1.1 Portable Ext - Complete Assembly
[2080130218001] 4Kg ABC Stored Pressure Fire Extinguisher C/w SETSCO Approval, Fire Rating : 21A/144B, Hose & Horn, Metal Skirt, Hook Bracket 54, (Dwg No. 20801321) |  |  |  | 2080130218001 | 0303680000000 | 1.0000 | nos. |  | 1.1 Portable Ext - Complete Assembly
[2080130218001] 4Kg ABC Stored Pressure Fire Extinguisher C/w SETSCO Approval, Fire Rating : 21A/144B, Hose & Horn, Metal Skirt, Hook Bracket 54, (Dwg No. 20801321) |  |  |  | 2080130218001 | 0301310300000 | 1.0000 | nos. |  | 1.1 Portable Ext - Complete Assembly
[2080130218001] 4Kg ABC Stored Pressure Fire Extinguisher C/w SETSCO Approval, Fire Rating : 21A/144B, Hose & Horn, Metal Skirt, Hook Bracket 54, (Dwg No. 20801321) |  |  |  | 2080130218001 | 0302160000000 | 1.0000 | nos. |  | 1.1 Portable Ext - Complete Assembly
[2080130218001] 4Kg ABC Stored Pressure Fire Extinguisher C/w SETSCO Approval, Fire Rating : 21A/144B, Hose & Horn, Metal Skirt, Hook Bracket 54, (Dwg No. 20801321) |  |  |  | 2080130218001 | 0300690000000 | 0.0800 | m3 |  | 1.1 Portable Ext - Complete Assembly
[2080130218001] 4Kg ABC Stored Pressure Fire Extinguisher C/w SETSCO Approval, Fire Rating : 21A/144B, Hose & Horn, Metal Skirt, Hook Bracket 54, (Dwg No. 20801321) |  |  |  | 2080130218001 | 0302470000000 | 4.0000 | kg |  | 1.1 Portable Ext - Complete Assembly
[2080130218001] 4Kg ABC Stored Pressure Fire Extinguisher C/w SETSCO Approval, Fire Rating : 21A/144B, Hose & Horn, Metal Skirt, Hook Bracket 54, (Dwg No. 20801321) |  |  |  | 2080130218001 | 0301920000000 | 1.0000 | nos. |  | 1.1 Portable Ext - Complete Assembly
[2080132100000] 4kg ABC Stored Pressure Fire Extinguisher c/w LPCB Approval, Fire Rating : 21A/144B/C c/w Hose & Horn, Plastic Skirt, Hook Bracket 54, Carton Box, (Dwg No. 20801321) |  |  |  | 2080132100000 | 0306570000000 | 1.0000 | nos. |  | 1.1 Portable Ext - Complete Assembly
[2080132100000] 4kg ABC Stored Pressure Fire Extinguisher c/w LPCB Approval, Fire Rating : 21A/144B/C c/w Hose & Horn, Plastic Skirt, Hook Bracket 54, Carton Box, (Dwg No. 20801321) |  |  |  | 2080132100000 | 0300690000000 | 0.0800 | m3 |  | 1.1 Portable Ext - Complete Assembly
[2080132100000] 4kg ABC Stored Pressure Fire Extinguisher c/w LPCB Approval, Fire Rating : 21A/144B/C c/w Hose & Horn, Plastic Skirt, Hook Bracket 54, Carton Box, (Dwg No. 20801321) |  |  |  | 2080132100000 | 0303680000000 | 1.0000 | nos. |  | 1.1 Portable Ext - Complete Assembly
[2080132100000] 4kg ABC Stored Pressure Fire Extinguisher c/w LPCB Approval, Fire Rating : 21A/144B/C c/w Hose & Horn, Plastic Skirt, Hook Bracket 54, Carton Box, (Dwg No. 20801321) |  |  |  | 2080132100000 | 0315150000000 | 1.0000 | nos. |  | 1.1 Portable Ext - Complete Assembly
[2080132100000] 4kg ABC Stored Pressure Fire Extinguisher c/w LPCB Approval, Fire Rating : 21A/144B/C c/w Hose & Horn, Plastic Skirt, Hook Bracket 54, Carton Box, (Dwg No. 20801321) |  |  |  | 2080132100000 | 0305130000000 | 1.0000 | nos. |  | 1.1 Portable Ext - Complete Assembly
[2080132100000] 4kg ABC Stored Pressure Fire Extinguisher c/w LPCB Approval, Fire Rating : 21A/144B/C c/w Hose & Horn, Plastic Skirt, Hook Bracket 54, Carton Box, (Dwg No. 20801321) |  |  |  | 2080132100000 | 0302470000000 | 4.0000 | kg |  | 1.1 Portable Ext - Complete Assembly
[2080132100000] 4kg ABC Stored Pressure Fire Extinguisher c/w LPCB Approval, Fire Rating : 21A/144B/C c/w Hose & Horn, Plastic Skirt, Hook Bracket 54, Carton Box, (Dwg No. 20801321) |  |  |  | 2080132100000 | 0309780000000 | 1.0000 | nos. |  | 1.1 Portable Ext - Complete Assembly
[2080132100000] 4kg ABC Stored Pressure Fire Extinguisher c/w LPCB Approval, Fire Rating : 21A/144B/C c/w Hose & Horn, Plastic Skirt, Hook Bracket 54, Carton Box, (Dwg No. 20801321) |  |  |  | 2080132100000 | 0301310300000 | 1.0000 | nos. |  | 1.1 Portable Ext - Complete Assembly
[2080132100000] 4kg ABC Stored Pressure Fire Extinguisher c/w LPCB Approval, Fire Rating : 21A/144B/C c/w Hose & Horn, Plastic Skirt, Hook Bracket 54, Carton Box, (Dwg No. 20801321) |  |  |  | 2080132100000 | 0302160000000 | 1.0000 | nos. |  | 1.1 Portable Ext - Complete Assembly
[2080132100000] 4kg ABC Stored Pressure Fire Extinguisher c/w LPCB Approval, Fire Rating : 21A/144B/C c/w Hose & Horn, Plastic Skirt, Hook Bracket 54, Carton Box, (Dwg No. 20801321) |  |  |  | 2080132100000 | 0300250100000 | 1.0000 | nos. |  | 1.1 Portable Ext - Complete Assembly
[2080132100001] 4kg ABC Stored Pressure Fire Extinguisher c/w LPCB Approval, Fire Rating : 21A/144B/C c/w Hose & Horn, Plastic Skirt, Hook Bracket 54, Carton Box, Arabic Wording, (Dwg No. 20801321) |  |  |  | 2080132100001 | 0303680000000 | 1.0000 | nos. |  | 1.1 Portable Ext - Complete Assembly
[2080132100001] 4kg ABC Stored Pressure Fire Extinguisher c/w LPCB Approval, Fire Rating : 21A/144B/C c/w Hose & Horn, Plastic Skirt, Hook Bracket 54, Carton Box, Arabic Wording, (Dwg No. 20801321) |  |  |  | 2080132100001 | 0306570000000 | 1.0000 | nos. |  | 1.1 Portable Ext - Complete Assembly
[2080132100001] 4kg ABC Stored Pressure Fire Extinguisher c/w LPCB Approval, Fire Rating : 21A/144B/C c/w Hose & Horn, Plastic Skirt, Hook Bracket 54, Carton Box, Arabic Wording, (Dwg No. 20801321) |  |  |  | 2080132100001 | 0300690000000 | 0.0800 | m3 |  | 1.1 Portable Ext - Complete Assembly
[2080132100001] 4kg ABC Stored Pressure Fire Extinguisher c/w LPCB Approval, Fire Rating : 21A/144B/C c/w Hose & Horn, Plastic Skirt, Hook Bracket 54, Carton Box, Arabic Wording, (Dwg No. 20801321) |  |  |  | 2080132100001 | 0301310300000 | 1.0000 | nos. |  | 1.1 Portable Ext - Complete Assembly
[2080132100001] 4kg ABC Stored Pressure Fire Extinguisher c/w LPCB Approval, Fire Rating : 21A/144B/C c/w Hose & Horn, Plastic Skirt, Hook Bracket 54, Carton Box, Arabic Wording, (Dwg No. 20801321) |  |  |  | 2080132100001 | 0315150000000 | 1.0000 | nos. |  | 1.1 Portable Ext - Complete Assembly
[2080132100001] 4kg ABC Stored Pressure Fire Extinguisher c/w LPCB Approval, Fire Rating : 21A/144B/C c/w Hose & Horn, Plastic Skirt, Hook Bracket 54, Carton Box, Arabic Wording, (Dwg No. 20801321) |  |  |  | 2080132100001 | 0305130000000 | 1.0000 | nos. |  | 1.1 Portable Ext - Complete Assembly
[2080132100001] 4kg ABC Stored Pressure Fire Extinguisher c/w LPCB Approval, Fire Rating : 21A/144B/C c/w Hose & Horn, Plastic Skirt, Hook Bracket 54, Carton Box, Arabic Wording, (Dwg No. 20801321) |  |  |  | 2080132100001 | 0302160000000 | 1.0000 | nos. |  | 1.1 Portable Ext - Complete Assembly
[2080132100001] 4kg ABC Stored Pressure Fire Extinguisher c/w LPCB Approval, Fire Rating : 21A/144B/C c/w Hose & Horn, Plastic Skirt, Hook Bracket 54, Carton Box, Arabic Wording, (Dwg No. 20801321) |  |  |  | 2080132100001 | 0302470000000 | 4.0000 | kg |  | 1.1 Portable Ext - Complete Assembly
[2080132100001] 4kg ABC Stored Pressure Fire Extinguisher c/w LPCB Approval, Fire Rating : 21A/144B/C c/w Hose & Horn, Plastic Skirt, Hook Bracket 54, Carton Box, Arabic Wording, (Dwg No. 20801321) |  |  |  | 2080132100001 | 0309780000000 | 1.0000 | nos. |  | 1.1 Portable Ext - Complete Assembly
[2080132100001] 4kg ABC Stored Pressure Fire Extinguisher c/w LPCB Approval, Fire Rating : 21A/144B/C c/w Hose & Horn, Plastic Skirt, Hook Bracket 54, Carton Box, Arabic Wording, (Dwg No. 20801321) |  |  |  | 2080132100001 | 0300250100000 | 1.0000 | nos. |  | 1.1 Portable Ext - Complete Assembly
[2080132200000] 4kg ABC Stored Pressure Fire Extinguisher, c/w Hose & Horn, Plastic Skirt, Hook Bracket 54, Carton Box, ABC90, No Label/Silkscreen (Dwg No. 20801321) |  |  |  | 2080132200000 | 0303680000000 | 1.0000 | nos.
[2080132200000] 4kg ABC Stored Pressure Fire Extinguisher, c/w Hose & Horn, Plastic Skirt, Hook Bracket 54, Carton Box, ABC90, No Label/Silkscreen (Dwg No. 20801321) |  |  |  | 2080132200000 | 0300690000000 | 0.0800 | m3
[2080132200000] 4kg ABC Stored Pressure Fire Extinguisher, c/w Hose & Horn, Plastic Skirt, Hook Bracket 54, Carton Box, ABC90, No Label/Silkscreen (Dwg No. 20801321) |  |  |  | 2080132200000 | 0300250100000 | 1.0000 | nos.
[2080132200000] 4kg ABC Stored Pressure Fire Extinguisher, c/w Hose & Horn, Plastic Skirt, Hook Bracket 54, Carton Box, ABC90, No Label/Silkscreen (Dwg No. 20801321) |  |  |  | 2080132200000 | 0318830000000 | 4.0000 | kg
[2080132200000] 4kg ABC Stored Pressure Fire Extinguisher, c/w Hose & Horn, Plastic Skirt, Hook Bracket 54, Carton Box, ABC90, No Label/Silkscreen (Dwg No. 20801321) |  |  |  | 2080132200000 | 0301310300000 | 1.0000 | nos.
[2080132200000] 4kg ABC Stored Pressure Fire Extinguisher, c/w Hose & Horn, Plastic Skirt, Hook Bracket 54, Carton Box, ABC90, No Label/Silkscreen (Dwg No. 20801321) |  |  |  | 2080132200000 | 0305130000000 | 1.0000 | nos.
[2080132200000] 4kg ABC Stored Pressure Fire Extinguisher, c/w Hose & Horn, Plastic Skirt, Hook Bracket 54, Carton Box, ABC90, No Label/Silkscreen (Dwg No. 20801321) |  |  |  | 2080132200000 | 0302160000000 | 1.0000 | nos.
[2080132200000] 4kg ABC Stored Pressure Fire Extinguisher, c/w Hose & Horn, Plastic Skirt, Hook Bracket 54, Carton Box, ABC90, No Label/Silkscreen (Dwg No. 20801321) |  |  |  | 2080132200000 | 0306570000000 | 1.0000 | nos.
[2080132200000] 4kg ABC Stored Pressure Fire Extinguisher, c/w Hose & Horn, Plastic Skirt, Hook Bracket 54, Carton Box, ABC90, No Label/Silkscreen (Dwg No. 20801321) |  |  |  | 2080132200000 | 0309780000000 | 1.0000 | nos.
[2080132600000] 4kg ABC Stored Pressure Fire Extinguisher c/w White Color Band w/o Setsco Label, Fire Rating : 21A/144B, Hose & Horn, Plastic Skirt, Hook Bracket 54, Carton Box |  |  |  | 2080132600000 | 0309780000000 | 1.0000 | nos. |  | 1.1 Portable Ext - Complete Assembly
[2080132600000] 4kg ABC Stored Pressure Fire Extinguisher c/w White Color Band w/o Setsco Label, Fire Rating : 21A/144B, Hose & Horn, Plastic Skirt, Hook Bracket 54, Carton Box |  |  |  | 2080132600000 | 0302470000000 | 4.0000 | kg |  | 1.1 Portable Ext - Complete Assembly
[2080132600000] 4kg ABC Stored Pressure Fire Extinguisher c/w White Color Band w/o Setsco Label, Fire Rating : 21A/144B, Hose & Horn, Plastic Skirt, Hook Bracket 54, Carton Box |  |  |  | 2080132600000 | 0306570000000 | 1.0000 | nos. |  | 1.1 Portable Ext - Complete Assembly
[2080132600000] 4kg ABC Stored Pressure Fire Extinguisher c/w White Color Band w/o Setsco Label, Fire Rating : 21A/144B, Hose & Horn, Plastic Skirt, Hook Bracket 54, Carton Box |  |  |  | 2080132600000 | 0302160000000 | 1.0000 | nos. |  | 1.1 Portable Ext - Complete Assembly
[2080132600000] 4kg ABC Stored Pressure Fire Extinguisher c/w White Color Band w/o Setsco Label, Fire Rating : 21A/144B, Hose & Horn, Plastic Skirt, Hook Bracket 54, Carton Box |  |  |  | 2080132600000 | 0303680000000 | 1.0000 | nos. |  | 1.1 Portable Ext - Complete Assembly
[2080132600000] 4kg ABC Stored Pressure Fire Extinguisher c/w White Color Band w/o Setsco Label, Fire Rating : 21A/144B, Hose & Horn, Plastic Skirt, Hook Bracket 54, Carton Box |  |  |  | 2080132600000 | 0300250100000 | 1.0000 | nos. |  | 1.1 Portable Ext - Complete Assembly
[2080132600000] 4kg ABC Stored Pressure Fire Extinguisher c/w White Color Band w/o Setsco Label, Fire Rating : 21A/144B, Hose & Horn, Plastic Skirt, Hook Bracket 54, Carton Box |  |  |  | 2080132600000 | 0301310300000 | 1.0000 | nos. |  | 1.1 Portable Ext - Complete Assembly
[2080132600000] 4kg ABC Stored Pressure Fire Extinguisher c/w White Color Band w/o Setsco Label, Fire Rating : 21A/144B, Hose & Horn, Plastic Skirt, Hook Bracket 54, Carton Box |  |  |  | 2080132600000 | 0305130000000 | 1.0000 | nos. |  | 1.1 Portable Ext - Complete Assembly
[2080132600000] 4kg ABC Stored Pressure Fire Extinguisher c/w White Color Band w/o Setsco Label, Fire Rating : 21A/144B, Hose & Horn, Plastic Skirt, Hook Bracket 54, Carton Box |  |  |  | 2080132600000 | 0315180000000 | 1.0000 | nos. |  | 1.1 Portable Ext - Complete Assembly
[2080132600000] 4kg ABC Stored Pressure Fire Extinguisher c/w White Color Band w/o Setsco Label, Fire Rating : 21A/144B, Hose & Horn, Plastic Skirt, Hook Bracket 54, Carton Box |  |  |  | 2080132600000 | 0300690000000 | 0.0800 | m3 |  | 1.1 Portable Ext - Complete Assembly
[2080140800000] 4.5kg ABC Stored Pressure Fire Extinguisher c/w TUV Approval c/w Hose & Horn, Plastic Skirt, Hook Bracket 54, Fire Rating : 13A/70B, (Dwg No. 20801408) |  |  |  | 2080140800000 | 0302160000000 | 1.0000 | nos. |  | 1.1 Portable Ext - Complete Assembly
[2080140800000] 4.5kg ABC Stored Pressure Fire Extinguisher c/w TUV Approval c/w Hose & Horn, Plastic Skirt, Hook Bracket 54, Fire Rating : 13A/70B, (Dwg No. 20801408) |  |  |  | 2080140800000 | 0302470000000 | 4.5000 | kg |  | 1.1 Portable Ext - Complete Assembly
[2080140800000] 4.5kg ABC Stored Pressure Fire Extinguisher c/w TUV Approval c/w Hose & Horn, Plastic Skirt, Hook Bracket 54, Fire Rating : 13A/70B, (Dwg No. 20801408) |  |  |  | 2080140800000 | 0315150000000 | 1.0000 | nos. |  | 1.1 Portable Ext - Complete Assembly
[2080140800000] 4.5kg ABC Stored Pressure Fire Extinguisher c/w TUV Approval c/w Hose & Horn, Plastic Skirt, Hook Bracket 54, Fire Rating : 13A/70B, (Dwg No. 20801408) |  |  |  | 2080140800000 | 0300250100000 | 1.0000 | nos. |  | 1.1 Portable Ext - Complete Assembly
[2080140800000] 4.5kg ABC Stored Pressure Fire Extinguisher c/w TUV Approval c/w Hose & Horn, Plastic Skirt, Hook Bracket 54, Fire Rating : 13A/70B, (Dwg No. 20801408) |  |  |  | 2080140800000 | 0301310300000 | 1.0000 | nos. |  | 1.1 Portable Ext - Complete Assembly
[2080140800000] 4.5kg ABC Stored Pressure Fire Extinguisher c/w TUV Approval c/w Hose & Horn, Plastic Skirt, Hook Bracket 54, Fire Rating : 13A/70B, (Dwg No. 20801408) |  |  |  | 2080140800000 | 0303230000000 | 1.0000 | nos. |  | 1.1 Portable Ext - Complete Assembly
[2080140800000] 4.5kg ABC Stored Pressure Fire Extinguisher c/w TUV Approval c/w Hose & Horn, Plastic Skirt, Hook Bracket 54, Fire Rating : 13A/70B, (Dwg No. 20801408) |  |  |  | 2080140800000 | 0306570000000 | 1.0000 | nos. |  | 1.1 Portable Ext - Complete Assembly
[2080140800000] 4.5kg ABC Stored Pressure Fire Extinguisher c/w TUV Approval c/w Hose & Horn, Plastic Skirt, Hook Bracket 54, Fire Rating : 13A/70B, (Dwg No. 20801408) |  |  |  | 2080140800000 | 0300690000000 | 0.0800 | m3 |  | 1.1 Portable Ext - Complete Assembly
[2080140800000] 4.5kg ABC Stored Pressure Fire Extinguisher c/w TUV Approval c/w Hose & Horn, Plastic Skirt, Hook Bracket 54, Fire Rating : 13A/70B, (Dwg No. 20801408) |  |  |  | 2080140800000 | 0306780000000 | 1.0000 | nos. |  | 1.1 Portable Ext - Complete Assembly
[2080150000001] 6kg ABC Stored Pressure Fire Extinguisher, c/w SNI Approval, c/w Hose & Horn, Plastic Skirt, Hook Bracket 74, Carton Box, ABC90 (Dwg No. 20801522) |  |  |  | 2080150000001 | 0306580000000 | 1.0000 | nos. |  | 1.1 Portable Ext - Complete Assembly
[2080150000001] 6kg ABC Stored Pressure Fire Extinguisher, c/w SNI Approval, c/w Hose & Horn, Plastic Skirt, Hook Bracket 74, Carton Box, ABC90 (Dwg No. 20801522) |  |  |  | 2080150000001 | 0301310300000 | 1.0000 | nos. |  | 1.1 Portable Ext - Complete Assembly
[2080150000001] 6kg ABC Stored Pressure Fire Extinguisher, c/w SNI Approval, c/w Hose & Horn, Plastic Skirt, Hook Bracket 74, Carton Box, ABC90 (Dwg No. 20801522) |  |  |  | 2080150000001 | 0309790000000 | 1.0000 | nos. |  | 1.1 Portable Ext - Complete Assembly
[2080150000001] 6kg ABC Stored Pressure Fire Extinguisher, c/w SNI Approval, c/w Hose & Horn, Plastic Skirt, Hook Bracket 74, Carton Box, ABC90 (Dwg No. 20801522) |  |  |  | 2080150000001 | 0300690000000 | 0.1100 | m3 |  | 1.1 Portable Ext - Complete Assembly
[2080150000001] 6kg ABC Stored Pressure Fire Extinguisher, c/w SNI Approval, c/w Hose & Horn, Plastic Skirt, Hook Bracket 74, Carton Box, ABC90 (Dwg No. 20801522) |  |  |  | 2080150000001 | 0300250300000 | 1.0000 | nos. |  | 1.1 Portable Ext - Complete Assembly
[2080150000001] 6kg ABC Stored Pressure Fire Extinguisher, c/w SNI Approval, c/w Hose & Horn, Plastic Skirt, Hook Bracket 74, Carton Box, ABC90 (Dwg No. 20801522) |  |  |  | 2080150000001 | 0302170000000 | 1.0000 | nos. |  | 1.1 Portable Ext - Complete Assembly
[2080150000001] 6kg ABC Stored Pressure Fire Extinguisher, c/w SNI Approval, c/w Hose & Horn, Plastic Skirt, Hook Bracket 74, Carton Box, ABC90 (Dwg No. 20801522) |  |  |  | 2080150000001 | 0303240000000 | 1.0000 | nos. |  | 1.1 Portable Ext - Complete Assembly
[2080150000001] 6kg ABC Stored Pressure Fire Extinguisher, c/w SNI Approval, c/w Hose & Horn, Plastic Skirt, Hook Bracket 74, Carton Box, ABC90 (Dwg No. 20801522) |  |  |  | 2080150000001 | 0315160000000 | 1.0000 | nos. |  | 1.1 Portable Ext - Complete Assembly
[2080150000001] 6kg ABC Stored Pressure Fire Extinguisher, c/w SNI Approval, c/w Hose & Horn, Plastic Skirt, Hook Bracket 74, Carton Box, ABC90 (Dwg No. 20801522) |  |  |  | 2080150000001 | 0305140000000 | 1.0000 | nos. |  | 1.1 Portable Ext - Complete Assembly
[2080150000001] 6kg ABC Stored Pressure Fire Extinguisher, c/w SNI Approval, c/w Hose & Horn, Plastic Skirt, Hook Bracket 74, Carton Box, ABC90 (Dwg No. 20801522) |  |  |  | 2080150000001 | 0318830000000 | 6.0000 | kg |  | 1.1 Portable Ext - Complete Assembly
[2080150200000] 6kg ABC Stored Pressure Fire Extinguisher c/w SETSCO Approval c/w Hose & Horn, Plastic Skirt, Hook Bracket 74, Fire Rating : 34A/233B, (Dwg No. 20801522) |  |  |  | 2080150200000 | 0300690000000 | 0.1100 | m3 |  | 1.1 Portable Ext - Complete Assembly
[2080150200000] 6kg ABC Stored Pressure Fire Extinguisher c/w SETSCO Approval c/w Hose & Horn, Plastic Skirt, Hook Bracket 74, Fire Rating : 34A/233B, (Dwg No. 20801522) |  |  |  | 2080150200000 | 0302470000000 | 6.0000 | kg |  | 1.1 Portable Ext - Complete Assembly
[2080150200000] 6kg ABC Stored Pressure Fire Extinguisher c/w SETSCO Approval c/w Hose & Horn, Plastic Skirt, Hook Bracket 74, Fire Rating : 34A/233B, (Dwg No. 20801522) |  |  |  | 2080150200000 | 0302170000000 | 1.0000 | nos. |  | 1.1 Portable Ext - Complete Assembly
[2080150200000] 6kg ABC Stored Pressure Fire Extinguisher c/w SETSCO Approval c/w Hose & Horn, Plastic Skirt, Hook Bracket 74, Fire Rating : 34A/233B, (Dwg No. 20801522) |  |  |  | 2080150200000 | 0307160000000 | 1.0000 | nos. |  | 1.1 Portable Ext - Complete Assembly
[2080150200000] 6kg ABC Stored Pressure Fire Extinguisher c/w SETSCO Approval c/w Hose & Horn, Plastic Skirt, Hook Bracket 74, Fire Rating : 34A/233B, (Dwg No. 20801522) |  |  |  | 2080150200000 | 0301310300000 | 1.0000 | nos. |  | 1.1 Portable Ext - Complete Assembly
[2080150200000] 6kg ABC Stored Pressure Fire Extinguisher c/w SETSCO Approval c/w Hose & Horn, Plastic Skirt, Hook Bracket 74, Fire Rating : 34A/233B, (Dwg No. 20801522) |  |  |  | 2080150200000 | 0303240000000 | 1.0000 | nos. |  | 1.1 Portable Ext - Complete Assembly
[2080150200000] 6kg ABC Stored Pressure Fire Extinguisher c/w SETSCO Approval c/w Hose & Horn, Plastic Skirt, Hook Bracket 74, Fire Rating : 34A/233B, (Dwg No. 20801522) |  |  |  | 2080150200000 | 0309790000000 | 1.0000 | nos. |  | 1.1 Portable Ext - Complete Assembly
[2080150200000] 6kg ABC Stored Pressure Fire Extinguisher c/w SETSCO Approval c/w Hose & Horn, Plastic Skirt, Hook Bracket 74, Fire Rating : 34A/233B, (Dwg No. 20801522) |  |  |  | 2080150200000 | 0306580000000 | 1.0000 | nos. |  | 1.1 Portable Ext - Complete Assembly
[2080150200000] 6kg ABC Stored Pressure Fire Extinguisher c/w SETSCO Approval c/w Hose & Horn, Plastic Skirt, Hook Bracket 74, Fire Rating : 34A/233B, (Dwg No. 20801522) |  |  |  | 2080150200000 | 0300250300000 | 1.0000 | nos. |  | 1.1 Portable Ext - Complete Assembly
[2080150200000] 6kg ABC Stored Pressure Fire Extinguisher c/w SETSCO Approval c/w Hose & Horn, Plastic Skirt, Hook Bracket 74, Fire Rating : 34A/233B, (Dwg No. 20801522) |  |  |  | 2080150200000 | 0315160000000 | 1.0000 | nos. |  | 1.1 Portable Ext - Complete Assembly
[2080150400000] 6kg ABC Cartridge Operated Fire Extinguisher c/w LPCB Approval, Fire Rating: 27A/144B/C c/w Hose & Horn, Plastic Skirt, SS J Hook Bracket, Carton Box, (Dwg No. 20801504) |  |  |  | 2080150400000 | 0303920200000 | 1.0000 | nos. |  | 1.1 Portable Ext - Complete Assembly
[2080150400000] 6kg ABC Cartridge Operated Fire Extinguisher c/w LPCB Approval, Fire Rating: 27A/144B/C c/w Hose & Horn, Plastic Skirt, SS J Hook Bracket, Carton Box, (Dwg No. 20801504) |  |  |  | 2080150400000 | 0306580000000 | 1.0000 | nos. |  | 1.1 Portable Ext - Complete Assembly
[2080150400000] 6kg ABC Cartridge Operated Fire Extinguisher c/w LPCB Approval, Fire Rating: 27A/144B/C c/w Hose & Horn, Plastic Skirt, SS J Hook Bracket, Carton Box, (Dwg No. 20801504) |  |  |  | 2080150400000 | 0302170200000 | 1.0000 | nos. |  | 1.1 Portable Ext - Complete Assembly
[2080150400000] 6kg ABC Cartridge Operated Fire Extinguisher c/w LPCB Approval, Fire Rating: 27A/144B/C c/w Hose & Horn, Plastic Skirt, SS J Hook Bracket, Carton Box, (Dwg No. 20801504) |  |  |  | 2080150400000 | 0309840000000 | 1.0000 | nos. |  | 1.1 Portable Ext - Complete Assembly
[2080150400000] 6kg ABC Cartridge Operated Fire Extinguisher c/w LPCB Approval, Fire Rating: 27A/144B/C c/w Hose & Horn, Plastic Skirt, SS J Hook Bracket, Carton Box, (Dwg No. 20801504) |  |  |  | 2080150400000 | 0302470000000 | 6.0000 | kg |  | 1.1 Portable Ext - Complete Assembly
[2080150400000] 6kg ABC Cartridge Operated Fire Extinguisher c/w LPCB Approval, Fire Rating: 27A/144B/C c/w Hose & Horn, Plastic Skirt, SS J Hook Bracket, Carton Box, (Dwg No. 20801504) |  |  |  | 2080150400000 | 0300240000000 | 1.0000 | nos. |  | 1.1 Portable Ext - Complete Assembly
[2080150400000] 6kg ABC Cartridge Operated Fire Extinguisher c/w LPCB Approval, Fire Rating: 27A/144B/C c/w Hose & Horn, Plastic Skirt, SS J Hook Bracket, Carton Box, (Dwg No. 20801504) |  |  |  | 2080150400000 | 0321250000000 | 1.0000 | nos. |  | 1.1 Portable Ext - Complete Assembly
[2080150400000] 6kg ABC Cartridge Operated Fire Extinguisher c/w LPCB Approval, Fire Rating: 27A/144B/C c/w Hose & Horn, Plastic Skirt, SS J Hook Bracket, Carton Box, (Dwg No. 20801504) |  |  |  | 2080150400000 | 0303240100000 | 1.0000 | nos. |  | 1.1 Portable Ext - Complete Assembly
[2080150400000] 6kg ABC Cartridge Operated Fire Extinguisher c/w LPCB Approval, Fire Rating: 27A/144B/C c/w Hose & Horn, Plastic Skirt, SS J Hook Bracket, Carton Box, (Dwg No. 20801504) |  |  |  | 2080150400000 | 0300070000000 | 1.0000 | nos. |  | 1.1 Portable Ext - Complete Assembly
[2080150400000] 6kg ABC Cartridge Operated Fire Extinguisher c/w LPCB Approval, Fire Rating: 27A/144B/C c/w Hose & Horn, Plastic Skirt, SS J Hook Bracket, Carton Box, (Dwg No. 20801504) |  |  |  | 2080150400000 | 0300250300000 | 1.0000 | nos. |  | 1.1 Portable Ext - Complete Assembly
[2080150400000] 6kg ABC Cartridge Operated Fire Extinguisher c/w LPCB Approval, Fire Rating: 27A/144B/C c/w Hose & Horn, Plastic Skirt, SS J Hook Bracket, Carton Box, (Dwg No. 20801504) |  |  |  | 2080150400000 | 0305140000000 | 1.0000 | nos. |  | 1.1 Portable Ext - Complete Assembly
[2080150400001] 6kg ABC Cartridge Operated Fire Extinguisher c/w MED, Fire Rating: 27A/233B/C c/w Hose & Horn, Plastic Skirt, SS J Hook Bracket, Carton Box, (Dwg No. 20801504) |  |  |  | 2080150400001 | 0306580000000 | 1.0000 | nos. |  | 1.1 Portable Ext - Complete Assembly
[2080150400001] 6kg ABC Cartridge Operated Fire Extinguisher c/w MED, Fire Rating: 27A/233B/C c/w Hose & Horn, Plastic Skirt, SS J Hook Bracket, Carton Box, (Dwg No. 20801504) |  |  |  | 2080150400001 | 0300070000000 | 1.0000 | nos. |  | 1.1 Portable Ext - Complete Assembly
[2080150400001] 6kg ABC Cartridge Operated Fire Extinguisher c/w MED, Fire Rating: 27A/233B/C c/w Hose & Horn, Plastic Skirt, SS J Hook Bracket, Carton Box, (Dwg No. 20801504) |  |  |  | 2080150400001 | 0300250300000 | 1.0000 | nos. |  | 1.1 Portable Ext - Complete Assembly
[2080150400001] 6kg ABC Cartridge Operated Fire Extinguisher c/w MED, Fire Rating: 27A/233B/C c/w Hose & Horn, Plastic Skirt, SS J Hook Bracket, Carton Box, (Dwg No. 20801504) |  |  |  | 2080150400001 | 0302170200000 | 1.0000 | nos. |  | 1.1 Portable Ext - Complete Assembly
[2080150400001] 6kg ABC Cartridge Operated Fire Extinguisher c/w MED, Fire Rating: 27A/233B/C c/w Hose & Horn, Plastic Skirt, SS J Hook Bracket, Carton Box, (Dwg No. 20801504) |  |  |  | 2080150400001 | 0305140000000 | 1.0000 | nos. |  | 1.1 Portable Ext - Complete Assembly
[2080150400001] 6kg ABC Cartridge Operated Fire Extinguisher c/w MED, Fire Rating: 27A/233B/C c/w Hose & Horn, Plastic Skirt, SS J Hook Bracket, Carton Box, (Dwg No. 20801504) |  |  |  | 2080150400001 | 0303240100000 | 1.0000 | nos. |  | 1.1 Portable Ext - Complete Assembly
[2080150400001] 6kg ABC Cartridge Operated Fire Extinguisher c/w MED, Fire Rating: 27A/233B/C c/w Hose & Horn, Plastic Skirt, SS J Hook Bracket, Carton Box, (Dwg No. 20801504) |  |  |  | 2080150400001 | 0309840000000 | 1.0000 | nos. |  | 1.1 Portable Ext - Complete Assembly
[2080150400001] 6kg ABC Cartridge Operated Fire Extinguisher c/w MED, Fire Rating: 27A/233B/C c/w Hose & Horn, Plastic Skirt, SS J Hook Bracket, Carton Box, (Dwg No. 20801504) |  |  |  | 2080150400001 | 0321250000000 | 1.0000 | nos. |  | 1.1 Portable Ext - Complete Assembly
[2080150400001] 6kg ABC Cartridge Operated Fire Extinguisher c/w MED, Fire Rating: 27A/233B/C c/w Hose & Horn, Plastic Skirt, SS J Hook Bracket, Carton Box, (Dwg No. 20801504) |  |  |  | 2080150400001 | 0303920200000 | 1.0000 | nos. |  | 1.1 Portable Ext - Complete Assembly
[2080150400001] 6kg ABC Cartridge Operated Fire Extinguisher c/w MED, Fire Rating: 27A/233B/C c/w Hose & Horn, Plastic Skirt, SS J Hook Bracket, Carton Box, (Dwg No. 20801504) |  |  |  | 2080150400001 | 0307020000000 | 1.0000 | nos. |  | 1.1 Portable Ext - Complete Assembly
[2080150400001] 6kg ABC Cartridge Operated Fire Extinguisher c/w MED, Fire Rating: 27A/233B/C c/w Hose & Horn, Plastic Skirt, SS J Hook Bracket, Carton Box, (Dwg No. 20801504) |  |  |  | 2080150400001 | 0300240000000 | 1.0000 | nos. |  | 1.1 Portable Ext - Complete Assembly
[2080150400001] 6kg ABC Cartridge Operated Fire Extinguisher c/w MED, Fire Rating: 27A/233B/C c/w Hose & Horn, Plastic Skirt, SS J Hook Bracket, Carton Box, (Dwg No. 20801504) |  |  |  | 2080150400001 | 0302470000000 | 6.0000 | kg |  | 1.1 Portable Ext - Complete Assembly
[2080150400002] 6kg ABC Cartridge Operated Fire Extinguisher c/w MED, Fire Rating: 27A/144B/C c/w Hose & Horn, Plastic Skirt, SS J Hook Bracket, Carton Box, (Dwg No. 20801504) |  |  |  | 2080150400002 | 0303920200000 | 1.0000 | nos. |  | 1.1 Portable Ext - Complete Assembly
[2080150400002] 6kg ABC Cartridge Operated Fire Extinguisher c/w MED, Fire Rating: 27A/144B/C c/w Hose & Horn, Plastic Skirt, SS J Hook Bracket, Carton Box, (Dwg No. 20801504) |  |  |  | 2080150400002 | 0321250000000 | 1.0000 | nos. |  | 1.1 Portable Ext - Complete Assembly
[2080150400002] 6kg ABC Cartridge Operated Fire Extinguisher c/w MED, Fire Rating: 27A/144B/C c/w Hose & Horn, Plastic Skirt, SS J Hook Bracket, Carton Box, (Dwg No. 20801504) |  |  |  | 2080150400002 | 0315160000000 | 1.0000 | nos. |  | 1.1 Portable Ext - Complete Assembly
[2080150400002] 6kg ABC Cartridge Operated Fire Extinguisher c/w MED, Fire Rating: 27A/144B/C c/w Hose & Horn, Plastic Skirt, SS J Hook Bracket, Carton Box, (Dwg No. 20801504) |  |  |  | 2080150400002 | 0305140000000 | 1.0000 | nos. |  | 1.1 Portable Ext - Complete Assembly
[2080150400002] 6kg ABC Cartridge Operated Fire Extinguisher c/w MED, Fire Rating: 27A/144B/C c/w Hose & Horn, Plastic Skirt, SS J Hook Bracket, Carton Box, (Dwg No. 20801504) |  |  |  | 2080150400002 | 0309840000000 | 1.0000 | nos. |  | 1.1 Portable Ext - Complete Assembly
[2080150400002] 6kg ABC Cartridge Operated Fire Extinguisher c/w MED, Fire Rating: 27A/144B/C c/w Hose & Horn, Plastic Skirt, SS J Hook Bracket, Carton Box, (Dwg No. 20801504) |  |  |  | 2080150400002 | 0303240100000 | 1.0000 | nos. |  | 1.1 Portable Ext - Complete Assembly
[2080150400002] 6kg ABC Cartridge Operated Fire Extinguisher c/w MED, Fire Rating: 27A/144B/C c/w Hose & Horn, Plastic Skirt, SS J Hook Bracket, Carton Box, (Dwg No. 20801504) |  |  |  | 2080150400002 | 0300240000000 | 1.0000 | nos. |  | 1.1 Portable Ext - Complete Assembly
[2080150400002] 6kg ABC Cartridge Operated Fire Extinguisher c/w MED, Fire Rating: 27A/144B/C c/w Hose & Horn, Plastic Skirt, SS J Hook Bracket, Carton Box, (Dwg No. 20801504) |  |  |  | 2080150400002 | 0302170200000 | 1.0000 | nos. |  | 1.1 Portable Ext - Complete Assembly
[2080150400002] 6kg ABC Cartridge Operated Fire Extinguisher c/w MED, Fire Rating: 27A/144B/C c/w Hose & Horn, Plastic Skirt, SS J Hook Bracket, Carton Box, (Dwg No. 20801504) |  |  |  | 2080150400002 | 0302470000000 | 6.0000 | kg |  | 1.1 Portable Ext - Complete Assembly
[2080150400002] 6kg ABC Cartridge Operated Fire Extinguisher c/w MED, Fire Rating: 27A/144B/C c/w Hose & Horn, Plastic Skirt, SS J Hook Bracket, Carton Box, (Dwg No. 20801504) |  |  |  | 2080150400002 | 0300070000000 | 1.0000 | nos. |  | 1.1 Portable Ext - Complete Assembly
[2080150400002] 6kg ABC Cartridge Operated Fire Extinguisher c/w MED, Fire Rating: 27A/144B/C c/w Hose & Horn, Plastic Skirt, SS J Hook Bracket, Carton Box, (Dwg No. 20801504) |  |  |  | 2080150400002 | 0300250300000 | 1.0000 | nos. |  | 1.1 Portable Ext - Complete Assembly
[2080150400002] 6kg ABC Cartridge Operated Fire Extinguisher c/w MED, Fire Rating: 27A/144B/C c/w Hose & Horn, Plastic Skirt, SS J Hook Bracket, Carton Box, (Dwg No. 20801504) |  |  |  | 2080150400002 | 0306580000000 | 1.0000 | nos. |  | 1.1 Portable Ext - Complete Assembly
[2080152200000] 6kg ABC Stored Pressure Fire Extinguisher c/w LPCB Approval, Fire Rating: 34A/233B/C c/w Hose & Horn, Plastic Skirt, Hook Bracket 74, Carton Box, (Dwg No. 20801522) |  |  |  | 2080152200000 | 0300250300000 | 1.0000 | nos. |  | 1.1 Portable Ext - Complete Assembly
[2080152200000] 6kg ABC Stored Pressure Fire Extinguisher c/w LPCB Approval, Fire Rating: 34A/233B/C c/w Hose & Horn, Plastic Skirt, Hook Bracket 74, Carton Box, (Dwg No. 20801522) |  |  |  | 2080152200000 | 0303240000000 | 1.0000 | nos. |  | 1.1 Portable Ext - Complete Assembly
[2080152200000] 6kg ABC Stored Pressure Fire Extinguisher c/w LPCB Approval, Fire Rating: 34A/233B/C c/w Hose & Horn, Plastic Skirt, Hook Bracket 74, Carton Box, (Dwg No. 20801522) |  |  |  | 2080152200000 | 0302470000000 | 6.0000 | kg |  | 1.1 Portable Ext - Complete Assembly
[2080152200000] 6kg ABC Stored Pressure Fire Extinguisher c/w LPCB Approval, Fire Rating: 34A/233B/C c/w Hose & Horn, Plastic Skirt, Hook Bracket 74, Carton Box, (Dwg No. 20801522) |  |  |  | 2080152200000 | 0305140000000 | 1.0000 | nos. |  | 1.1 Portable Ext - Complete Assembly
[2080152200000] 6kg ABC Stored Pressure Fire Extinguisher c/w LPCB Approval, Fire Rating: 34A/233B/C c/w Hose & Horn, Plastic Skirt, Hook Bracket 74, Carton Box, (Dwg No. 20801522) |  |  |  | 2080152200000 | 0309790000000 | 1.0000 | nos. |  | 1.1 Portable Ext - Complete Assembly
[2080152200000] 6kg ABC Stored Pressure Fire Extinguisher c/w LPCB Approval, Fire Rating: 34A/233B/C c/w Hose & Horn, Plastic Skirt, Hook Bracket 74, Carton Box, (Dwg No. 20801522) |  |  |  | 2080152200000 | 0306580000000 | 1.0000 | nos. |  | 1.1 Portable Ext - Complete Assembly
[2080152200000] 6kg ABC Stored Pressure Fire Extinguisher c/w LPCB Approval, Fire Rating: 34A/233B/C c/w Hose & Horn, Plastic Skirt, Hook Bracket 74, Carton Box, (Dwg No. 20801522) |  |  |  | 2080152200000 | 0301310300000 | 1.0000 | nos. |  | 1.1 Portable Ext - Complete Assembly
[2080152200000] 6kg ABC Stored Pressure Fire Extinguisher c/w LPCB Approval, Fire Rating: 34A/233B/C c/w Hose & Horn, Plastic Skirt, Hook Bracket 74, Carton Box, (Dwg No. 20801522) |  |  |  | 2080152200000 | 0302170000000 | 1.0000 | nos. |  | 1.1 Portable Ext - Complete Assembly
[2080152200000] 6kg ABC Stored Pressure Fire Extinguisher c/w LPCB Approval, Fire Rating: 34A/233B/C c/w Hose & Horn, Plastic Skirt, Hook Bracket 74, Carton Box, (Dwg No. 20801522) |  |  |  | 2080152200000 | 0315160000000 | 1.0000 | nos. |  | 1.1 Portable Ext - Complete Assembly
[2080152200000] 6kg ABC Stored Pressure Fire Extinguisher c/w LPCB Approval, Fire Rating: 34A/233B/C c/w Hose & Horn, Plastic Skirt, Hook Bracket 74, Carton Box, (Dwg No. 20801522) |  |  |  | 2080152200000 | 0300690000000 | 0.1100 | m3 |  | 1.1 Portable Ext - Complete Assembly
[2080152200001] 6Kg ABC Stored Pressure Fire Extinguisher C/w White Colour Band, Fire Rating : 34A/233B, Hose & Horn, Plastic Skirt, Hook Bracket 74, Carton Box, (Dwg No. 20801522) |  |  |  | 2080152200001 | 0301310300000 | 1.0000 | nos. |  | 1.1 Portable Ext - Complete Assembly
[2080152200001] 6Kg ABC Stored Pressure Fire Extinguisher C/w White Colour Band, Fire Rating : 34A/233B, Hose & Horn, Plastic Skirt, Hook Bracket 74, Carton Box, (Dwg No. 20801522) |  |  |  | 2080152200001 | 0302470000000 | 6.0000 | kg |  | 1.1 Portable Ext - Complete Assembly
[2080152200001] 6Kg ABC Stored Pressure Fire Extinguisher C/w White Colour Band, Fire Rating : 34A/233B, Hose & Horn, Plastic Skirt, Hook Bracket 74, Carton Box, (Dwg No. 20801522) |  |  |  | 2080152200001 | 0305140000000 | 1.0000 | nos. |  | 1.1 Portable Ext - Complete Assembly
[2080152200001] 6Kg ABC Stored Pressure Fire Extinguisher C/w White Colour Band, Fire Rating : 34A/233B, Hose & Horn, Plastic Skirt, Hook Bracket 74, Carton Box, (Dwg No. 20801522) |  |  |  | 2080152200001 | 0300250300000 | 1.0000 | nos. |  | 1.1 Portable Ext - Complete Assembly
[2080152200001] 6Kg ABC Stored Pressure Fire Extinguisher C/w White Colour Band, Fire Rating : 34A/233B, Hose & Horn, Plastic Skirt, Hook Bracket 74, Carton Box, (Dwg No. 20801522) |  |  |  | 2080152200001 | 0302170000000 | 1.0000 | nos. |  | 1.1 Portable Ext - Complete Assembly
[2080152200001] 6Kg ABC Stored Pressure Fire Extinguisher C/w White Colour Band, Fire Rating : 34A/233B, Hose & Horn, Plastic Skirt, Hook Bracket 74, Carton Box, (Dwg No. 20801522) |  |  |  | 2080152200001 | 0303240000000 | 1.0000 | nos. |  | 1.1 Portable Ext - Complete Assembly
[2080152200001] 6Kg ABC Stored Pressure Fire Extinguisher C/w White Colour Band, Fire Rating : 34A/233B, Hose & Horn, Plastic Skirt, Hook Bracket 74, Carton Box, (Dwg No. 20801522) |  |  |  | 2080152200001 | 0309790000000 | 1.0000 | nos. |  | 1.1 Portable Ext - Complete Assembly
[2080152200001] 6Kg ABC Stored Pressure Fire Extinguisher C/w White Colour Band, Fire Rating : 34A/233B, Hose & Horn, Plastic Skirt, Hook Bracket 74, Carton Box, (Dwg No. 20801522) |  |  |  | 2080152200001 | 0306580000000 | 1.0000 | nos. |  | 1.1 Portable Ext - Complete Assembly
[2080152200001] 6Kg ABC Stored Pressure Fire Extinguisher C/w White Colour Band, Fire Rating : 34A/233B, Hose & Horn, Plastic Skirt, Hook Bracket 74, Carton Box, (Dwg No. 20801522) |  |  |  | 2080152200001 | 0300690000000 | 0.1100 | m3 |  | 1.1 Portable Ext - Complete Assembly
[2080152200001] 6Kg ABC Stored Pressure Fire Extinguisher C/w White Colour Band, Fire Rating : 34A/233B, Hose & Horn, Plastic Skirt, Hook Bracket 74, Carton Box, (Dwg No. 20801522) |  |  |  | 2080152200001 | 0315180000000 | 1.0000 | nos. |  | 1.1 Portable Ext - Complete Assembly
[2080152221001] 6kg ABC Stored Pressure Fire Extinguisher c/w LPCB, Fire Rating: 34A/233B c/w Hose & Horn, Plastic Skirt, Hook Bracket 74, Carton Box, Arabic Wording, (Dwg No. 20801522) |  |  |  | 2080152221001 | 0306580000000 | 1.0000 | nos. |  | 1.1 Portable Ext - Complete Assembly
[2080152221001] 6kg ABC Stored Pressure Fire Extinguisher c/w LPCB, Fire Rating: 34A/233B c/w Hose & Horn, Plastic Skirt, Hook Bracket 74, Carton Box, Arabic Wording, (Dwg No. 20801522) |  |  |  | 2080152221001 | 0303240000000 | 1.0000 | nos. |  | 1.1 Portable Ext - Complete Assembly
[2080152221001] 6kg ABC Stored Pressure Fire Extinguisher c/w LPCB, Fire Rating: 34A/233B c/w Hose & Horn, Plastic Skirt, Hook Bracket 74, Carton Box, Arabic Wording, (Dwg No. 20801522) |  |  |  | 2080152221001 | 0300250300000 | 1.0000 | nos. |  | 1.1 Portable Ext - Complete Assembly
[2080152221001] 6kg ABC Stored Pressure Fire Extinguisher c/w LPCB, Fire Rating: 34A/233B c/w Hose & Horn, Plastic Skirt, Hook Bracket 74, Carton Box, Arabic Wording, (Dwg No. 20801522) |  |  |  | 2080152221001 | 0301310300000 | 1.0000 | nos. |  | 1.1 Portable Ext - Complete Assembly
[2080152221001] 6kg ABC Stored Pressure Fire Extinguisher c/w LPCB, Fire Rating: 34A/233B c/w Hose & Horn, Plastic Skirt, Hook Bracket 74, Carton Box, Arabic Wording, (Dwg No. 20801522) |  |  |  | 2080152221001 | 0302170000000 | 1.0000 | nos. |  | 1.1 Portable Ext - Complete Assembly
[2080152221001] 6kg ABC Stored Pressure Fire Extinguisher c/w LPCB, Fire Rating: 34A/233B c/w Hose & Horn, Plastic Skirt, Hook Bracket 74, Carton Box, Arabic Wording, (Dwg No. 20801522) |  |  |  | 2080152221001 | 0300690000000 | 0.1100 | m3 |  | 1.1 Portable Ext - Complete Assembly
[2080152221001] 6kg ABC Stored Pressure Fire Extinguisher c/w LPCB, Fire Rating: 34A/233B c/w Hose & Horn, Plastic Skirt, Hook Bracket 74, Carton Box, Arabic Wording, (Dwg No. 20801522) |  |  |  | 2080152221001 | 0302470000000 | 6.0000 | kg |  | 1.1 Portable Ext - Complete Assembly
[2080152221001] 6kg ABC Stored Pressure Fire Extinguisher c/w LPCB, Fire Rating: 34A/233B c/w Hose & Horn, Plastic Skirt, Hook Bracket 74, Carton Box, Arabic Wording, (Dwg No. 20801522) |  |  |  | 2080152221001 | 0315160000000 | 1.0000 | nos. |  | 1.1 Portable Ext - Complete Assembly
[2080152221001] 6kg ABC Stored Pressure Fire Extinguisher c/w LPCB, Fire Rating: 34A/233B c/w Hose & Horn, Plastic Skirt, Hook Bracket 74, Carton Box, Arabic Wording, (Dwg No. 20801522) |  |  |  | 2080152221001 | 0305140000000 | 1.0000 | nos. |  | 1.1 Portable Ext - Complete Assembly
[2080152221001] 6kg ABC Stored Pressure Fire Extinguisher c/w LPCB, Fire Rating: 34A/233B c/w Hose & Horn, Plastic Skirt, Hook Bracket 74, Carton Box, Arabic Wording, (Dwg No. 20801522) |  |  |  | 2080152221001 | 0309790000000 | 1.0000 | nos. |  | 1.1 Portable Ext - Complete Assembly
[2080160000000] 9kg ABC Stored Pressure Fire Extinguisher, c/w Hose & Horn, Plastic Skirt, Hook Bracket 74, Carton Box, ABC90, No Label/Silkscreen (Dwg No. 20801642) |  |  |  | 2080160000000 | 0302170000000 | 1.0000 | nos.
[2080160000000] 9kg ABC Stored Pressure Fire Extinguisher, c/w Hose & Horn, Plastic Skirt, Hook Bracket 74, Carton Box, ABC90, No Label/Silkscreen (Dwg No. 20801642) |  |  |  | 2080160000000 | 0303250000000 | 1.0000 | nos.
[2080160000000] 9kg ABC Stored Pressure Fire Extinguisher, c/w Hose & Horn, Plastic Skirt, Hook Bracket 74, Carton Box, ABC90, No Label/Silkscreen (Dwg No. 20801642) |  |  |  | 2080160000000 | 0300690000000 | 0.1100 | m3
[2080160000000] 9kg ABC Stored Pressure Fire Extinguisher, c/w Hose & Horn, Plastic Skirt, Hook Bracket 74, Carton Box, ABC90, No Label/Silkscreen (Dwg No. 20801642) |  |  |  | 2080160000000 | 0305150000000 | 1.0000 | nos.
[2080160000000] 9kg ABC Stored Pressure Fire Extinguisher, c/w Hose & Horn, Plastic Skirt, Hook Bracket 74, Carton Box, ABC90, No Label/Silkscreen (Dwg No. 20801642) |  |  |  | 2080160000000 | 0318830000000 | 9.0000 | kg
[2080160000000] 9kg ABC Stored Pressure Fire Extinguisher, c/w Hose & Horn, Plastic Skirt, Hook Bracket 74, Carton Box, ABC90, No Label/Silkscreen (Dwg No. 20801642) |  |  |  | 2080160000000 | 0306580000000 | 1.0000 | nos.
[2080160000000] 9kg ABC Stored Pressure Fire Extinguisher, c/w Hose & Horn, Plastic Skirt, Hook Bracket 74, Carton Box, ABC90, No Label/Silkscreen (Dwg No. 20801642) |  |  |  | 2080160000000 | 0300260100000 | 1.0000 | nos.
[2080160000000] 9kg ABC Stored Pressure Fire Extinguisher, c/w Hose & Horn, Plastic Skirt, Hook Bracket 74, Carton Box, ABC90, No Label/Silkscreen (Dwg No. 20801642) |  |  |  | 2080160000000 | 0301310300000 | 1.0000 | nos.
[2080160000000] 9kg ABC Stored Pressure Fire Extinguisher, c/w Hose & Horn, Plastic Skirt, Hook Bracket 74, Carton Box, ABC90, No Label/Silkscreen (Dwg No. 20801642) |  |  |  | 2080160000000 | 0309810000000 | 1.0000 | nos.
[2080160400000] 9kg ABC Stored Pressure Fire Extinguisher c/w SETSCO Approval c/w Hose & Horn, Plastic Skirt, Hook Bracket 74, Fire Rating : 43A/233B, (Dwg No. 20801642) |  |  |  | 2080160400000 | 0306580000000 | 1.0000 | nos. |  | 1.1 Portable Ext - Complete Assembly
[2080160400000] 9kg ABC Stored Pressure Fire Extinguisher c/w SETSCO Approval c/w Hose & Horn, Plastic Skirt, Hook Bracket 74, Fire Rating : 43A/233B, (Dwg No. 20801642) |  |  |  | 2080160400000 | 0300690000000 | 0.1100 | m3 |  | 1.1 Portable Ext - Complete Assembly
[2080160400000] 9kg ABC Stored Pressure Fire Extinguisher c/w SETSCO Approval c/w Hose & Horn, Plastic Skirt, Hook Bracket 74, Fire Rating : 43A/233B, (Dwg No. 20801642) |  |  |  | 2080160400000 | 0309810000000 | 1.0000 | nos. |  | 1.1 Portable Ext - Complete Assembly
[2080160400000] 9kg ABC Stored Pressure Fire Extinguisher c/w SETSCO Approval c/w Hose & Horn, Plastic Skirt, Hook Bracket 74, Fire Rating : 43A/233B, (Dwg No. 20801642) |  |  |  | 2080160400000 | 0315160000000 | 1.0000 | nos. |  | 1.1 Portable Ext - Complete Assembly
[2080160400000] 9kg ABC Stored Pressure Fire Extinguisher c/w SETSCO Approval c/w Hose & Horn, Plastic Skirt, Hook Bracket 74, Fire Rating : 43A/233B, (Dwg No. 20801642) |  |  |  | 2080160400000 | 0302470000000 | 9.0000 | kg |  | 1.1 Portable Ext - Complete Assembly
[2080160400000] 9kg ABC Stored Pressure Fire Extinguisher c/w SETSCO Approval c/w Hose & Horn, Plastic Skirt, Hook Bracket 74, Fire Rating : 43A/233B, (Dwg No. 20801642) |  |  |  | 2080160400000 | 0300260100000 | 1.0000 | nos. |  | 1.1 Portable Ext - Complete Assembly
[2080160400000] 9kg ABC Stored Pressure Fire Extinguisher c/w SETSCO Approval c/w Hose & Horn, Plastic Skirt, Hook Bracket 74, Fire Rating : 43A/233B, (Dwg No. 20801642) |  |  |  | 2080160400000 | 0302170000000 | 1.0000 | nos. |  | 1.1 Portable Ext - Complete Assembly
[2080160400000] 9kg ABC Stored Pressure Fire Extinguisher c/w SETSCO Approval c/w Hose & Horn, Plastic Skirt, Hook Bracket 74, Fire Rating : 43A/233B, (Dwg No. 20801642) |  |  |  | 2080160400000 | 0303250000000 | 1.0000 | nos. |  | 1.1 Portable Ext - Complete Assembly
[2080160400000] 9kg ABC Stored Pressure Fire Extinguisher c/w SETSCO Approval c/w Hose & Horn, Plastic Skirt, Hook Bracket 74, Fire Rating : 43A/233B, (Dwg No. 20801642) |  |  |  | 2080160400000 | 0307160000000 | 1.0000 | nos. |  | 1.1 Portable Ext - Complete Assembly
[2080160400000] 9kg ABC Stored Pressure Fire Extinguisher c/w SETSCO Approval c/w Hose & Horn, Plastic Skirt, Hook Bracket 74, Fire Rating : 43A/233B, (Dwg No. 20801642) |  |  |  | 2080160400000 | 0301310300000 | 1.0000 | nos. |  | 1.1 Portable Ext - Complete Assembly
[2080160400001] 9kg ABC Stored Pressure Fire Extinguisher c/w SETSCO Approval and 2 HDB Logo c/w Hose & Horn, Plastic Skirt, Hook Bracket 74, Fire Rating : 43A/233B, (Dwg No. 20801642) |  |  |  | 2080160400001 | 0303250000000 | 1.0000 | nos. |  | 1.1 Portable Ext - Complete Assembly
[2080160400001] 9kg ABC Stored Pressure Fire Extinguisher c/w SETSCO Approval and 2 HDB Logo c/w Hose & Horn, Plastic Skirt, Hook Bracket 74, Fire Rating : 43A/233B, (Dwg No. 20801642) |  |  |  | 2080160400001 | 0307160000000 | 1.0000 | nos. |  | 1.1 Portable Ext - Complete Assembly
[2080160400001] 9kg ABC Stored Pressure Fire Extinguisher c/w SETSCO Approval and 2 HDB Logo c/w Hose & Horn, Plastic Skirt, Hook Bracket 74, Fire Rating : 43A/233B, (Dwg No. 20801642) |  |  |  | 2080160400001 | 0300260100000 | 1.0000 | nos. |  | 1.1 Portable Ext - Complete Assembly
[2080160400001] 9kg ABC Stored Pressure Fire Extinguisher c/w SETSCO Approval and 2 HDB Logo c/w Hose & Horn, Plastic Skirt, Hook Bracket 74, Fire Rating : 43A/233B, (Dwg No. 20801642) |  |  |  | 2080160400001 | 0306580000000 | 1.0000 | nos. |  | 1.1 Portable Ext - Complete Assembly
[2080160400001] 9kg ABC Stored Pressure Fire Extinguisher c/w SETSCO Approval and 2 HDB Logo c/w Hose & Horn, Plastic Skirt, Hook Bracket 74, Fire Rating : 43A/233B, (Dwg No. 20801642) |  |  |  | 2080160400001 | 0301310300000 | 1.0000 | nos. |  | 1.1 Portable Ext - Complete Assembly
[2080160400001] 9kg ABC Stored Pressure Fire Extinguisher c/w SETSCO Approval and 2 HDB Logo c/w Hose & Horn, Plastic Skirt, Hook Bracket 74, Fire Rating : 43A/233B, (Dwg No. 20801642) |  |  |  | 2080160400001 | 0309810000000 | 1.0000 | nos. |  | 1.1 Portable Ext - Complete Assembly
[2080160400001] 9kg ABC Stored Pressure Fire Extinguisher c/w SETSCO Approval and 2 HDB Logo c/w Hose & Horn, Plastic Skirt, Hook Bracket 74, Fire Rating : 43A/233B, (Dwg No. 20801642) |  |  |  | 2080160400001 | 0302470000000 | 9.0000 | kg |  | 1.1 Portable Ext - Complete Assembly
[2080160400001] 9kg ABC Stored Pressure Fire Extinguisher c/w SETSCO Approval and 2 HDB Logo c/w Hose & Horn, Plastic Skirt, Hook Bracket 74, Fire Rating : 43A/233B, (Dwg No. 20801642) |  |  |  | 2080160400001 | 0315160000000 | 1.0000 | nos. |  | 1.1 Portable Ext - Complete Assembly
[2080160400001] 9kg ABC Stored Pressure Fire Extinguisher c/w SETSCO Approval and 2 HDB Logo c/w Hose & Horn, Plastic Skirt, Hook Bracket 74, Fire Rating : 43A/233B, (Dwg No. 20801642) |  |  |  | 2080160400001 | 0302170000000 | 1.0000 | nos. |  | 1.1 Portable Ext - Complete Assembly
[2080160400001] 9kg ABC Stored Pressure Fire Extinguisher c/w SETSCO Approval and 2 HDB Logo c/w Hose & Horn, Plastic Skirt, Hook Bracket 74, Fire Rating : 43A/233B, (Dwg No. 20801642) |  |  |  | 2080160400001 | 0300690000000 | 0.1100 | m3 |  | 1.1 Portable Ext - Complete Assembly
[2080160421002] 9kg ABC Stored Pressure Fire Extinguisher c/w SETSCO Approval c/w Hose & Horn, Plastic Skirt, Hook Bracket 74, Fire Rating : 43A/233B, Brass Safety Pin |  |  |  | 2080160421002 | 0300260100000 | 1.0000 | nos. |  | 1.1 Portable Ext - Complete Assembly
[2080160421002] 9kg ABC Stored Pressure Fire Extinguisher c/w SETSCO Approval c/w Hose & Horn, Plastic Skirt, Hook Bracket 74, Fire Rating : 43A/233B, Brass Safety Pin |  |  |  | 2080160421002 | 0303250000000 | 1.0000 | nos. |  | 1.1 Portable Ext - Complete Assembly
[2080160421002] 9kg ABC Stored Pressure Fire Extinguisher c/w SETSCO Approval c/w Hose & Horn, Plastic Skirt, Hook Bracket 74, Fire Rating : 43A/233B, Brass Safety Pin |  |  |  | 2080160421002 | 0301860300000 | 1.0000 | nos. |  | 1.1 Portable Ext - Complete Assembly
[2080160421002] 9kg ABC Stored Pressure Fire Extinguisher c/w SETSCO Approval c/w Hose & Horn, Plastic Skirt, Hook Bracket 74, Fire Rating : 43A/233B, Brass Safety Pin |  |  |  | 2080160421002 | 0302470000000 | 9.0000 | kg |  | 1.1 Portable Ext - Complete Assembly
[2080160421002] 9kg ABC Stored Pressure Fire Extinguisher c/w SETSCO Approval c/w Hose & Horn, Plastic Skirt, Hook Bracket 74, Fire Rating : 43A/233B, Brass Safety Pin |  |  |  | 2080160421002 | 0302170000000 | 1.0000 | nos. |  | 1.1 Portable Ext - Complete Assembly
[2080160421002] 9kg ABC Stored Pressure Fire Extinguisher c/w SETSCO Approval c/w Hose & Horn, Plastic Skirt, Hook Bracket 74, Fire Rating : 43A/233B, Brass Safety Pin |  |  |  | 2080160421002 | 0306580000000 | 1.0000 | nos. |  | 1.1 Portable Ext - Complete Assembly
[2080160421002] 9kg ABC Stored Pressure Fire Extinguisher c/w SETSCO Approval c/w Hose & Horn, Plastic Skirt, Hook Bracket 74, Fire Rating : 43A/233B, Brass Safety Pin |  |  |  | 2080160421002 | 0300690000000 | 0.1100 | m3 |  | 1.1 Portable Ext - Complete Assembly
[2080160421002] 9kg ABC Stored Pressure Fire Extinguisher c/w SETSCO Approval c/w Hose & Horn, Plastic Skirt, Hook Bracket 74, Fire Rating : 43A/233B, Brass Safety Pin |  |  |  | 2080160421002 | 0309810000000 | 1.0000 | nos. |  | 1.1 Portable Ext - Complete Assembly
[2080160421002] 9kg ABC Stored Pressure Fire Extinguisher c/w SETSCO Approval c/w Hose & Horn, Plastic Skirt, Hook Bracket 74, Fire Rating : 43A/233B, Brass Safety Pin |  |  |  | 2080160421002 | 0315160000000 | 1.0000 | nos. |  | 1.1 Portable Ext - Complete Assembly
[2080160421002] 9kg ABC Stored Pressure Fire Extinguisher c/w SETSCO Approval c/w Hose & Horn, Plastic Skirt, Hook Bracket 74, Fire Rating : 43A/233B, Brass Safety Pin |  |  |  | 2080160421002 | 0307160000000 | 1.0000 | nos. |  | 1.1 Portable Ext - Complete Assembly
[2080160421002] 9kg ABC Stored Pressure Fire Extinguisher c/w SETSCO Approval c/w Hose & Horn, Plastic Skirt, Hook Bracket 74, Fire Rating : 43A/233B, Brass Safety Pin |  |  |  | 2080160421002 | 0301310300000 | 1.0000 | nos. |  | 1.1 Portable Ext - Complete Assembly
[2080160800000] 9kg ABC Cartridge Operated Fire Extinguisher c/w LPCB, Fire Rating : 43A/233B/C c/w Hose & Horn, SS J Hook Bracket, Plastic Skirt, Carton Box, (Dwg No. 20801608) |  |  |  | 2080160800000 | 0306580000000 | 1.0000 | nos. |  | 1.1 Portable Ext - Complete Assembly
[2080160800000] 9kg ABC Cartridge Operated Fire Extinguisher c/w LPCB, Fire Rating : 43A/233B/C c/w Hose & Horn, SS J Hook Bracket, Plastic Skirt, Carton Box, (Dwg No. 20801608) |  |  |  | 2080160800000 | 0315160000000 | 1.0000 | nos. |  | 1.1 Portable Ext - Complete Assembly
[2080160800000] 9kg ABC Cartridge Operated Fire Extinguisher c/w LPCB, Fire Rating : 43A/233B/C c/w Hose & Horn, SS J Hook Bracket, Plastic Skirt, Carton Box, (Dwg No. 20801608) |  |  |  | 2080160800000 | 0303920400000 | 1.0000 | nos. |  | 1.1 Portable Ext - Complete Assembly
[2080160800000] 9kg ABC Cartridge Operated Fire Extinguisher c/w LPCB, Fire Rating : 43A/233B/C c/w Hose & Horn, SS J Hook Bracket, Plastic Skirt, Carton Box, (Dwg No. 20801608) |  |  |  | 2080160800000 | 0309860000000 | 1.0000 | nos. |  | 1.1 Portable Ext - Complete Assembly
[2080160800000] 9kg ABC Cartridge Operated Fire Extinguisher c/w LPCB, Fire Rating : 43A/233B/C c/w Hose & Horn, SS J Hook Bracket, Plastic Skirt, Carton Box, (Dwg No. 20801608) |  |  |  | 2080160800000 | 0300230000000 | 1.0000 | nos. |  | 1.1 Portable Ext - Complete Assembly
[2080160800000] 9kg ABC Cartridge Operated Fire Extinguisher c/w LPCB, Fire Rating : 43A/233B/C c/w Hose & Horn, SS J Hook Bracket, Plastic Skirt, Carton Box, (Dwg No. 20801608) |  |  |  | 2080160800000 | 0302470000000 | 9.0000 | kg |  | 1.1 Portable Ext - Complete Assembly
[2080160800000] 9kg ABC Cartridge Operated Fire Extinguisher c/w LPCB, Fire Rating : 43A/233B/C c/w Hose & Horn, SS J Hook Bracket, Plastic Skirt, Carton Box, (Dwg No. 20801608) |  |  |  | 2080160800000 | 0305150000000 | 1.0000 | nos. |  | 1.1 Portable Ext - Complete Assembly
[2080160800000] 9kg ABC Cartridge Operated Fire Extinguisher c/w LPCB, Fire Rating : 43A/233B/C c/w Hose & Horn, SS J Hook Bracket, Plastic Skirt, Carton Box, (Dwg No. 20801608) |  |  |  | 2080160800000 | 0300070000000 | 1.0000 | nos. |  | 1.1 Portable Ext - Complete Assembly
[2080160800000] 9kg ABC Cartridge Operated Fire Extinguisher c/w LPCB, Fire Rating : 43A/233B/C c/w Hose & Horn, SS J Hook Bracket, Plastic Skirt, Carton Box, (Dwg No. 20801608) |  |  |  | 2080160800000 | 0302170200000 | 1.0000 | nos. |  | 1.1 Portable Ext - Complete Assembly
[2080160800000] 9kg ABC Cartridge Operated Fire Extinguisher c/w LPCB, Fire Rating : 43A/233B/C c/w Hose & Horn, SS J Hook Bracket, Plastic Skirt, Carton Box, (Dwg No. 20801608) |  |  |  | 2080160800000 | 0303920300000 | 1.0000 | nos. |  | 1.1 Portable Ext - Complete Assembly
[2080160800000] 9kg ABC Cartridge Operated Fire Extinguisher c/w LPCB, Fire Rating : 43A/233B/C c/w Hose & Horn, SS J Hook Bracket, Plastic Skirt, Carton Box, (Dwg No. 20801608) |  |  |  | 2080160800000 | 0300260100000 | 1.0000 | nos. |  | 1.1 Portable Ext - Complete Assembly
[2080160800000] 9kg ABC Cartridge Operated Fire Extinguisher c/w LPCB, Fire Rating : 43A/233B/C c/w Hose & Horn, SS J Hook Bracket, Plastic Skirt, Carton Box, (Dwg No. 20801608) |  |  |  | 2080160800000 | 0321250000000 | 1.0000 | nos. |  | 1.1 Portable Ext - Complete Assembly
[2080160800001] 9kg ABC Cartridge Operated Fire Extinguisher c/w MED, Fire Rating : 43A/233B/C c/w Hose & Horn, SS J Hook Bracket, Plastic Skirt, Carton Box, (Dwg No. 20801608) |  |  |  | 2080160800001 | 0302470000000 | 9.0000 | kg |  | 1.1 Portable Ext - Complete Assembly
[2080160800001] 9kg ABC Cartridge Operated Fire Extinguisher c/w MED, Fire Rating : 43A/233B/C c/w Hose & Horn, SS J Hook Bracket, Plastic Skirt, Carton Box, (Dwg No. 20801608) |  |  |  | 2080160800001 | 0300230000000 | 1.0000 | nos. |  | 1.1 Portable Ext - Complete Assembly
[2080160800001] 9kg ABC Cartridge Operated Fire Extinguisher c/w MED, Fire Rating : 43A/233B/C c/w Hose & Horn, SS J Hook Bracket, Plastic Skirt, Carton Box, (Dwg No. 20801608) |  |  |  | 2080160800001 | 0305150000000 | 1.0000 | nos. |  | 1.1 Portable Ext - Complete Assembly
[2080160800001] 9kg ABC Cartridge Operated Fire Extinguisher c/w MED, Fire Rating : 43A/233B/C c/w Hose & Horn, SS J Hook Bracket, Plastic Skirt, Carton Box, (Dwg No. 20801608) |  |  |  | 2080160800001 | 0321250000000 | 1.0000 | nos. |  | 1.1 Portable Ext - Complete Assembly
[2080160800001] 9kg ABC Cartridge Operated Fire Extinguisher c/w MED, Fire Rating : 43A/233B/C c/w Hose & Horn, SS J Hook Bracket, Plastic Skirt, Carton Box, (Dwg No. 20801608) |  |  |  | 2080160800001 | 0302170200000 | 1.0000 | nos. |  | 1.1 Portable Ext - Complete Assembly
[2080160800001] 9kg ABC Cartridge Operated Fire Extinguisher c/w MED, Fire Rating : 43A/233B/C c/w Hose & Horn, SS J Hook Bracket, Plastic Skirt, Carton Box, (Dwg No. 20801608) |  |  |  | 2080160800001 | 0303920400000 | 1.0000 | nos. |  | 1.1 Portable Ext - Complete Assembly
[2080160800001] 9kg ABC Cartridge Operated Fire Extinguisher c/w MED, Fire Rating : 43A/233B/C c/w Hose & Horn, SS J Hook Bracket, Plastic Skirt, Carton Box, (Dwg No. 20801608) |  |  |  | 2080160800001 | 0306580000000 | 1.0000 | nos. |  | 1.1 Portable Ext - Complete Assembly
[2080160800001] 9kg ABC Cartridge Operated Fire Extinguisher c/w MED, Fire Rating : 43A/233B/C c/w Hose & Horn, SS J Hook Bracket, Plastic Skirt, Carton Box, (Dwg No. 20801608) |  |  |  | 2080160800001 | 0303920300000 | 1.0000 | nos. |  | 1.1 Portable Ext - Complete Assembly
[2080160800001] 9kg ABC Cartridge Operated Fire Extinguisher c/w MED, Fire Rating : 43A/233B/C c/w Hose & Horn, SS J Hook Bracket, Plastic Skirt, Carton Box, (Dwg No. 20801608) |  |  |  | 2080160800001 | 0315160000000 | 1.0000 | nos. |  | 1.1 Portable Ext - Complete Assembly
[2080160800001] 9kg ABC Cartridge Operated Fire Extinguisher c/w MED, Fire Rating : 43A/233B/C c/w Hose & Horn, SS J Hook Bracket, Plastic Skirt, Carton Box, (Dwg No. 20801608) |  |  |  | 2080160800001 | 0300260100000 | 1.0000 | nos. |  | 1.1 Portable Ext - Complete Assembly
[2080160800001] 9kg ABC Cartridge Operated Fire Extinguisher c/w MED, Fire Rating : 43A/233B/C c/w Hose & Horn, SS J Hook Bracket, Plastic Skirt, Carton Box, (Dwg No. 20801608) |  |  |  | 2080160800001 | 0300070000000 | 1.0000 | nos. |  | 1.1 Portable Ext - Complete Assembly
[2080160800001] 9kg ABC Cartridge Operated Fire Extinguisher c/w MED, Fire Rating : 43A/233B/C c/w Hose & Horn, SS J Hook Bracket, Plastic Skirt, Carton Box, (Dwg No. 20801608) |  |  |  | 2080160800001 | 0309860000000 | 1.0000 | nos. |  | 1.1 Portable Ext - Complete Assembly
[2080160800002] 9kg ABC Cartridge Operated Fire Extinguisher c/w MED, Fire Rating : 43A/233B/C c/w Hose & Horn, SS J Hook Bracket, Plastic Skirt, Carton Box, (Dwg No. 20801608) |  |  |  | 2080160800002 | 0305150000000 | 1.0000 | nos. |  | 1.1 Portable Ext - Complete Assembly
[2080160800002] 9kg ABC Cartridge Operated Fire Extinguisher c/w MED, Fire Rating : 43A/233B/C c/w Hose & Horn, SS J Hook Bracket, Plastic Skirt, Carton Box, (Dwg No. 20801608) |  |  |  | 2080160800002 | 0300070000000 | 1.0000 | nos. |  | 1.1 Portable Ext - Complete Assembly
[2080160800002] 9kg ABC Cartridge Operated Fire Extinguisher c/w MED, Fire Rating : 43A/233B/C c/w Hose & Horn, SS J Hook Bracket, Plastic Skirt, Carton Box, (Dwg No. 20801608) |  |  |  | 2080160800002 | 0300230000000 | 1.0000 | nos. |  | 1.1 Portable Ext - Complete Assembly
[2080160800002] 9kg ABC Cartridge Operated Fire Extinguisher c/w MED, Fire Rating : 43A/233B/C c/w Hose & Horn, SS J Hook Bracket, Plastic Skirt, Carton Box, (Dwg No. 20801608) |  |  |  | 2080160800002 | 0302170200000 | 1.0000 | nos. |  | 1.1 Portable Ext - Complete Assembly
[2080160800002] 9kg ABC Cartridge Operated Fire Extinguisher c/w MED, Fire Rating : 43A/233B/C c/w Hose & Horn, SS J Hook Bracket, Plastic Skirt, Carton Box, (Dwg No. 20801608) |  |  |  | 2080160800002 | 0306580000000 | 1.0000 | nos. |  | 1.1 Portable Ext - Complete Assembly
[2080160800002] 9kg ABC Cartridge Operated Fire Extinguisher c/w MED, Fire Rating : 43A/233B/C c/w Hose & Horn, SS J Hook Bracket, Plastic Skirt, Carton Box, (Dwg No. 20801608) |  |  |  | 2080160800002 | 0307020000000 | 1.0000 | nos. |  | 1.1 Portable Ext - Complete Assembly
[2080160800002] 9kg ABC Cartridge Operated Fire Extinguisher c/w MED, Fire Rating : 43A/233B/C c/w Hose & Horn, SS J Hook Bracket, Plastic Skirt, Carton Box, (Dwg No. 20801608) |  |  |  | 2080160800002 | 0302470000000 | 9.0000 | kg |  | 1.1 Portable Ext - Complete Assembly
[2080160800002] 9kg ABC Cartridge Operated Fire Extinguisher c/w MED, Fire Rating : 43A/233B/C c/w Hose & Horn, SS J Hook Bracket, Plastic Skirt, Carton Box, (Dwg No. 20801608) |  |  |  | 2080160800002 | 0303920300000 | 1.0000 | nos. |  | 1.1 Portable Ext - Complete Assembly
[2080160800002] 9kg ABC Cartridge Operated Fire Extinguisher c/w MED, Fire Rating : 43A/233B/C c/w Hose & Horn, SS J Hook Bracket, Plastic Skirt, Carton Box, (Dwg No. 20801608) |  |  |  | 2080160800002 | 0321250000000 | 1.0000 | nos. |  | 1.1 Portable Ext - Complete Assembly
[2080160800002] 9kg ABC Cartridge Operated Fire Extinguisher c/w MED, Fire Rating : 43A/233B/C c/w Hose & Horn, SS J Hook Bracket, Plastic Skirt, Carton Box, (Dwg No. 20801608) |  |  |  | 2080160800002 | 0300260100000 | 1.0000 | nos. |  | 1.1 Portable Ext - Complete Assembly
[2080160800002] 9kg ABC Cartridge Operated Fire Extinguisher c/w MED, Fire Rating : 43A/233B/C c/w Hose & Horn, SS J Hook Bracket, Plastic Skirt, Carton Box, (Dwg No. 20801608) |  |  |  | 2080160800002 | 0309860000000 | 1.0000 | nos. |  | 1.1 Portable Ext - Complete Assembly
[2080160800002] 9kg ABC Cartridge Operated Fire Extinguisher c/w MED, Fire Rating : 43A/233B/C c/w Hose & Horn, SS J Hook Bracket, Plastic Skirt, Carton Box, (Dwg No. 20801608) |  |  |  | 2080160800002 | 0303920400000 | 1.0000 | nos. |  | 1.1 Portable Ext - Complete Assembly
[2080164200000] 9kg ABC Stored Pressure Fire Extinguisher c/w LPCB Approval, Fire Rating: 43A/233B/C c/w Hose & Horn, Plastic Skirt, Hook Bracket 74, Carton Box, (Dwg No. 20801642) |  |  |  | 2080164200000 | 0302470000000 | 9.0000 | kg |  | 1.1 Portable Ext - Complete Assembly
[2080164200000] 9kg ABC Stored Pressure Fire Extinguisher c/w LPCB Approval, Fire Rating: 43A/233B/C c/w Hose & Horn, Plastic Skirt, Hook Bracket 74, Carton Box, (Dwg No. 20801642) |  |  |  | 2080164200000 | 0300690000000 | 0.1100 | m3 |  | 1.1 Portable Ext - Complete Assembly
[2080164200000] 9kg ABC Stored Pressure Fire Extinguisher c/w LPCB Approval, Fire Rating: 43A/233B/C c/w Hose & Horn, Plastic Skirt, Hook Bracket 74, Carton Box, (Dwg No. 20801642) |  |  |  | 2080164200000 | 0302170000000 | 1.0000 | nos. |  | 1.1 Portable Ext - Complete Assembly
[2080164200000] 9kg ABC Stored Pressure Fire Extinguisher c/w LPCB Approval, Fire Rating: 43A/233B/C c/w Hose & Horn, Plastic Skirt, Hook Bracket 74, Carton Box, (Dwg No. 20801642) |  |  |  | 2080164200000 | 0303250000000 | 1.0000 | nos. |  | 1.1 Portable Ext - Complete Assembly
[2080164200000] 9kg ABC Stored Pressure Fire Extinguisher c/w LPCB Approval, Fire Rating: 43A/233B/C c/w Hose & Horn, Plastic Skirt, Hook Bracket 74, Carton Box, (Dwg No. 20801642) |  |  |  | 2080164200000 | 0306580000000 | 1.0000 | nos. |  | 1.1 Portable Ext - Complete Assembly
[2080164200000] 9kg ABC Stored Pressure Fire Extinguisher c/w LPCB Approval, Fire Rating: 43A/233B/C c/w Hose & Horn, Plastic Skirt, Hook Bracket 74, Carton Box, (Dwg No. 20801642) |  |  |  | 2080164200000 | 0300260100000 | 1.0000 | nos. |  | 1.1 Portable Ext - Complete Assembly
[2080164200000] 9kg ABC Stored Pressure Fire Extinguisher c/w LPCB Approval, Fire Rating: 43A/233B/C c/w Hose & Horn, Plastic Skirt, Hook Bracket 74, Carton Box, (Dwg No. 20801642) |  |  |  | 2080164200000 | 0305150000000 | 1.0000 | nos. |  | 1.1 Portable Ext - Complete Assembly
[2080164200000] 9kg ABC Stored Pressure Fire Extinguisher c/w LPCB Approval, Fire Rating: 43A/233B/C c/w Hose & Horn, Plastic Skirt, Hook Bracket 74, Carton Box, (Dwg No. 20801642) |  |  |  | 2080164200000 | 0301310300000 | 1.0000 | nos. |  | 1.1 Portable Ext - Complete Assembly
[2080164200000] 9kg ABC Stored Pressure Fire Extinguisher c/w LPCB Approval, Fire Rating: 43A/233B/C c/w Hose & Horn, Plastic Skirt, Hook Bracket 74, Carton Box, (Dwg No. 20801642) |  |  |  | 2080164200000 | 0315160000000 | 1.0000 | nos. |  | 1.1 Portable Ext - Complete Assembly
[2080164200000] 9kg ABC Stored Pressure Fire Extinguisher c/w LPCB Approval, Fire Rating: 43A/233B/C c/w Hose & Horn, Plastic Skirt, Hook Bracket 74, Carton Box, (Dwg No. 20801642) |  |  |  | 2080164200000 | 0309810000000 | 1.0000 | nos. |  | 1.1 Portable Ext - Complete Assembly
[2080164200001] 9kg ABC Stored Pressure Fire Extinguisher c/w LPCB Approval, Fire Rating: 43A/233B/C c/w Hose & Horn, Plastic Skirt, Hook Bracket 74, Carton Box, Arabic Wording (Dwg No. 20801642) |  |  |  | 2080164200001 | 0302170000000 | 1.0000 | nos. |  | 1.1 Portable Ext - Complete Assembly
[2080164200001] 9kg ABC Stored Pressure Fire Extinguisher c/w LPCB Approval, Fire Rating: 43A/233B/C c/w Hose & Horn, Plastic Skirt, Hook Bracket 74, Carton Box, Arabic Wording (Dwg No. 20801642) |  |  |  | 2080164200001 | 0303250000000 | 1.0000 | nos. |  | 1.1 Portable Ext - Complete Assembly
[2080164200001] 9kg ABC Stored Pressure Fire Extinguisher c/w LPCB Approval, Fire Rating: 43A/233B/C c/w Hose & Horn, Plastic Skirt, Hook Bracket 74, Carton Box, Arabic Wording (Dwg No. 20801642) |  |  |  | 2080164200001 | 0300260100000 | 1.0000 | nos. |  | 1.1 Portable Ext - Complete Assembly
[2080164200001] 9kg ABC Stored Pressure Fire Extinguisher c/w LPCB Approval, Fire Rating: 43A/233B/C c/w Hose & Horn, Plastic Skirt, Hook Bracket 74, Carton Box, Arabic Wording (Dwg No. 20801642) |  |  |  | 2080164200001 | 0315160000000 | 1.0000 | nos. |  | 1.1 Portable Ext - Complete Assembly
[2080164200001] 9kg ABC Stored Pressure Fire Extinguisher c/w LPCB Approval, Fire Rating: 43A/233B/C c/w Hose & Horn, Plastic Skirt, Hook Bracket 74, Carton Box, Arabic Wording (Dwg No. 20801642) |  |  |  | 2080164200001 | 0302470000000 | 9.0000 | kg |  | 1.1 Portable Ext - Complete Assembly
[2080164200001] 9kg ABC Stored Pressure Fire Extinguisher c/w LPCB Approval, Fire Rating: 43A/233B/C c/w Hose & Horn, Plastic Skirt, Hook Bracket 74, Carton Box, Arabic Wording (Dwg No. 20801642) |  |  |  | 2080164200001 | 0309810000000 | 1.0000 | nos. |  | 1.1 Portable Ext - Complete Assembly
[2080164200001] 9kg ABC Stored Pressure Fire Extinguisher c/w LPCB Approval, Fire Rating: 43A/233B/C c/w Hose & Horn, Plastic Skirt, Hook Bracket 74, Carton Box, Arabic Wording (Dwg No. 20801642) |  |  |  | 2080164200001 | 0305150000000 | 1.0000 | nos. |  | 1.1 Portable Ext - Complete Assembly
[2080164200001] 9kg ABC Stored Pressure Fire Extinguisher c/w LPCB Approval, Fire Rating: 43A/233B/C c/w Hose & Horn, Plastic Skirt, Hook Bracket 74, Carton Box, Arabic Wording (Dwg No. 20801642) |  |  |  | 2080164200001 | 0306580000000 | 1.0000 | nos. |  | 1.1 Portable Ext - Complete Assembly
[2080164200001] 9kg ABC Stored Pressure Fire Extinguisher c/w LPCB Approval, Fire Rating: 43A/233B/C c/w Hose & Horn, Plastic Skirt, Hook Bracket 74, Carton Box, Arabic Wording (Dwg No. 20801642) |  |  |  | 2080164200001 | 0301310300000 | 1.0000 | nos. |  | 1.1 Portable Ext - Complete Assembly
[2080164200001] 9kg ABC Stored Pressure Fire Extinguisher c/w LPCB Approval, Fire Rating: 43A/233B/C c/w Hose & Horn, Plastic Skirt, Hook Bracket 74, Carton Box, Arabic Wording (Dwg No. 20801642) |  |  |  | 2080164200001 | 0300690000000 | 0.1100 | m3 |  | 1.1 Portable Ext - Complete Assembly
[2080164800000] 9kg ABC Stored Pressure Fire Extinguisher c/w White Colour Band w/o Setsco Label, Fire Rating : 43A/233B, Hose & Horn, Plastic Skirt, Hook Bracket 74, Carton Box |  |  |  | 2080164800000 | 0302170000000 | 1.0000 | nos. |  | 1.1 Portable Ext - Complete Assembly
[2080164800000] 9kg ABC Stored Pressure Fire Extinguisher c/w White Colour Band w/o Setsco Label, Fire Rating : 43A/233B, Hose & Horn, Plastic Skirt, Hook Bracket 74, Carton Box |  |  |  | 2080164800000 | 0300690000000 | 0.1100 | m3 |  | 1.1 Portable Ext - Complete Assembly
[2080164800000] 9kg ABC Stored Pressure Fire Extinguisher c/w White Colour Band w/o Setsco Label, Fire Rating : 43A/233B, Hose & Horn, Plastic Skirt, Hook Bracket 74, Carton Box |  |  |  | 2080164800000 | 0303250000000 | 1.0000 | nos. |  | 1.1 Portable Ext - Complete Assembly
[2080164800000] 9kg ABC Stored Pressure Fire Extinguisher c/w White Colour Band w/o Setsco Label, Fire Rating : 43A/233B, Hose & Horn, Plastic Skirt, Hook Bracket 74, Carton Box |  |  |  | 2080164800000 | 0301310300000 | 1.0000 | nos. |  | 1.1 Portable Ext - Complete Assembly
[2080164800000] 9kg ABC Stored Pressure Fire Extinguisher c/w White Colour Band w/o Setsco Label, Fire Rating : 43A/233B, Hose & Horn, Plastic Skirt, Hook Bracket 74, Carton Box |  |  |  | 2080164800000 | 0305150000000 | 1.0000 | nos. |  | 1.1 Portable Ext - Complete Assembly
[2080164800000] 9kg ABC Stored Pressure Fire Extinguisher c/w White Colour Band w/o Setsco Label, Fire Rating : 43A/233B, Hose & Horn, Plastic Skirt, Hook Bracket 74, Carton Box |  |  |  | 2080164800000 | 0306580000000 | 1.0000 | nos. |  | 1.1 Portable Ext - Complete Assembly
[2080164800000] 9kg ABC Stored Pressure Fire Extinguisher c/w White Colour Band w/o Setsco Label, Fire Rating : 43A/233B, Hose & Horn, Plastic Skirt, Hook Bracket 74, Carton Box |  |  |  | 2080164800000 | 0300260100000 | 1.0000 | nos. |  | 1.1 Portable Ext - Complete Assembly
[2080164800000] 9kg ABC Stored Pressure Fire Extinguisher c/w White Colour Band w/o Setsco Label, Fire Rating : 43A/233B, Hose & Horn, Plastic Skirt, Hook Bracket 74, Carton Box |  |  |  | 2080164800000 | 0302470000000 | 9.0000 | kg |  | 1.1 Portable Ext - Complete Assembly
[2080164800000] 9kg ABC Stored Pressure Fire Extinguisher c/w White Colour Band w/o Setsco Label, Fire Rating : 43A/233B, Hose & Horn, Plastic Skirt, Hook Bracket 74, Carton Box |  |  |  | 2080164800000 | 0309810000000 | 1.0000 | nos. |  | 1.1 Portable Ext - Complete Assembly
[2080164800000] 9kg ABC Stored Pressure Fire Extinguisher c/w White Colour Band w/o Setsco Label, Fire Rating : 43A/233B, Hose & Horn, Plastic Skirt, Hook Bracket 74, Carton Box |  |  |  | 2080164800000 | 0315180000000 | 1.0000 | nos. |  | 1.1 Portable Ext - Complete Assembly
[2080164900000] 12kg ABC Cartridge Operated Fire Extinguisher C/w LPCB Approval, Fire Rating : 55A/233B/C c/w Hose & Horn, SS J Hook Bracket, Plastic Skirt, Carton Box, (Dwg No. 20801649) |  |  |  | 2080164900000 | 0321250000000 | 1.0000 | nos. |  | 1.1 Portable Ext - Complete Assembly
[2080164900000] 12kg ABC Cartridge Operated Fire Extinguisher C/w LPCB Approval, Fire Rating : 55A/233B/C c/w Hose & Horn, SS J Hook Bracket, Plastic Skirt, Carton Box, (Dwg No. 20801649) |  |  |  | 2080164900000 | 0302470000000 | 12.0000 | kg |  | 1.1 Portable Ext - Complete Assembly
[2080164900000] 12kg ABC Cartridge Operated Fire Extinguisher C/w LPCB Approval, Fire Rating : 55A/233B/C c/w Hose & Horn, SS J Hook Bracket, Plastic Skirt, Carton Box, (Dwg No. 20801649) |  |  |  | 2080164900000 | 0306580000000 | 1.0000 | nos. |  | 1.1 Portable Ext - Complete Assembly
[2080164900000] 12kg ABC Cartridge Operated Fire Extinguisher C/w LPCB Approval, Fire Rating : 55A/233B/C c/w Hose & Horn, SS J Hook Bracket, Plastic Skirt, Carton Box, (Dwg No. 20801649) |  |  |  | 2080164900000 | 0302170200000 | 1.0000 | nos. |  | 1.1 Portable Ext - Complete Assembly
[2080164900000] 12kg ABC Cartridge Operated Fire Extinguisher C/w LPCB Approval, Fire Rating : 55A/233B/C c/w Hose & Horn, SS J Hook Bracket, Plastic Skirt, Carton Box, (Dwg No. 20801649) |  |  |  | 2080164900000 | 0316040000000 | 1.0000 | nos. |  | 1.1 Portable Ext - Complete Assembly
[2080164900000] 12kg ABC Cartridge Operated Fire Extinguisher C/w LPCB Approval, Fire Rating : 55A/233B/C c/w Hose & Horn, SS J Hook Bracket, Plastic Skirt, Carton Box, (Dwg No. 20801649) |  |  |  | 2080164900000 | 0300190000000 | 1.0000 | nos. |  | 1.1 Portable Ext - Complete Assembly
[2080164900000] 12kg ABC Cartridge Operated Fire Extinguisher C/w LPCB Approval, Fire Rating : 55A/233B/C c/w Hose & Horn, SS J Hook Bracket, Plastic Skirt, Carton Box, (Dwg No. 20801649) |  |  |  | 2080164900000 | 0300070000000 | 1.0000 | nos. |  | 1.1 Portable Ext - Complete Assembly
[2080164900000] 12kg ABC Cartridge Operated Fire Extinguisher C/w LPCB Approval, Fire Rating : 55A/233B/C c/w Hose & Horn, SS J Hook Bracket, Plastic Skirt, Carton Box, (Dwg No. 20801649) |  |  |  | 2080164900000 | 0315160000000 | 1.0000 | nos. |  | 1.1 Portable Ext - Complete Assembly
[2080164900000] 12kg ABC Cartridge Operated Fire Extinguisher C/w LPCB Approval, Fire Rating : 55A/233B/C c/w Hose & Horn, SS J Hook Bracket, Plastic Skirt, Carton Box, (Dwg No. 20801649) |  |  |  | 2080164900000 | 0303920600000 | 1.0000 | nos. |  | 1.1 Portable Ext - Complete Assembly
[2080164900000] 12kg ABC Cartridge Operated Fire Extinguisher C/w LPCB Approval, Fire Rating : 55A/233B/C c/w Hose & Horn, SS J Hook Bracket, Plastic Skirt, Carton Box, (Dwg No. 20801649) |  |  |  | 2080164900000 | 0303920500000 | 1.0000 | nos. |  | 1.1 Portable Ext - Complete Assembly
[2080164900000] 12kg ABC Cartridge Operated Fire Extinguisher C/w LPCB Approval, Fire Rating : 55A/233B/C c/w Hose & Horn, SS J Hook Bracket, Plastic Skirt, Carton Box, (Dwg No. 20801649) |  |  |  | 2080164900000 | 0305150000000 | 1.0000 | nos. |  | 1.1 Portable Ext - Complete Assembly
[2080164900000] 12kg ABC Cartridge Operated Fire Extinguisher C/w LPCB Approval, Fire Rating : 55A/233B/C c/w Hose & Horn, SS J Hook Bracket, Plastic Skirt, Carton Box, (Dwg No. 20801649) |  |  |  | 2080164900000 | 0309830000000 | 1.0000 | nos. |  | 1.1 Portable Ext - Complete Assembly
[2080164900001] 12kg ABC Cartridge Operated Fire Extinguisher C/w MED, Fire Rating : 55A/233B/C c/w Hose & Horn, SS J Hook Bracket, Plastic Skirt, Carton Box, (Dwg No. 20801649) |  |  |  | 2080164900001 | 0306580000000 | 1.0000 | nos. |  | 1.1 Portable Ext - Complete Assembly
[2080164900001] 12kg ABC Cartridge Operated Fire Extinguisher C/w MED, Fire Rating : 55A/233B/C c/w Hose & Horn, SS J Hook Bracket, Plastic Skirt, Carton Box, (Dwg No. 20801649) |  |  |  | 2080164900001 | 0302470000000 | 12.0000 | kg |  | 1.1 Portable Ext - Complete Assembly
[2080164900001] 12kg ABC Cartridge Operated Fire Extinguisher C/w MED, Fire Rating : 55A/233B/C c/w Hose & Horn, SS J Hook Bracket, Plastic Skirt, Carton Box, (Dwg No. 20801649) |  |  |  | 2080164900001 | 0309830000000 | 1.0000 | nos. |  | 1.1 Portable Ext - Complete Assembly
[2080164900001] 12kg ABC Cartridge Operated Fire Extinguisher C/w MED, Fire Rating : 55A/233B/C c/w Hose & Horn, SS J Hook Bracket, Plastic Skirt, Carton Box, (Dwg No. 20801649) |  |  |  | 2080164900001 | 0316040000000 | 1.0000 | nos. |  | 1.1 Portable Ext - Complete Assembly
[2080164900001] 12kg ABC Cartridge Operated Fire Extinguisher C/w MED, Fire Rating : 55A/233B/C c/w Hose & Horn, SS J Hook Bracket, Plastic Skirt, Carton Box, (Dwg No. 20801649) |  |  |  | 2080164900001 | 0305150000000 | 1.0000 | nos. |  | 1.1 Portable Ext - Complete Assembly
[2080164900001] 12kg ABC Cartridge Operated Fire Extinguisher C/w MED, Fire Rating : 55A/233B/C c/w Hose & Horn, SS J Hook Bracket, Plastic Skirt, Carton Box, (Dwg No. 20801649) |  |  |  | 2080164900001 | 0303920600000 | 1.0000 | nos. |  | 1.1 Portable Ext - Complete Assembly
[2080164900001] 12kg ABC Cartridge Operated Fire Extinguisher C/w MED, Fire Rating : 55A/233B/C c/w Hose & Horn, SS J Hook Bracket, Plastic Skirt, Carton Box, (Dwg No. 20801649) |  |  |  | 2080164900001 | 0300190000000 | 1.0000 | nos. |  | 1.1 Portable Ext - Complete Assembly
[2080164900001] 12kg ABC Cartridge Operated Fire Extinguisher C/w MED, Fire Rating : 55A/233B/C c/w Hose & Horn, SS J Hook Bracket, Plastic Skirt, Carton Box, (Dwg No. 20801649) |  |  |  | 2080164900001 | 0302170200000 | 1.0000 | nos. |  | 1.1 Portable Ext - Complete Assembly
[2080164900001] 12kg ABC Cartridge Operated Fire Extinguisher C/w MED, Fire Rating : 55A/233B/C c/w Hose & Horn, SS J Hook Bracket, Plastic Skirt, Carton Box, (Dwg No. 20801649) |  |  |  | 2080164900001 | 0321250000000 | 1.0000 | nos. |  | 1.1 Portable Ext - Complete Assembly
[2080164900001] 12kg ABC Cartridge Operated Fire Extinguisher C/w MED, Fire Rating : 55A/233B/C c/w Hose & Horn, SS J Hook Bracket, Plastic Skirt, Carton Box, (Dwg No. 20801649) |  |  |  | 2080164900001 | 0300070000000 | 1.0000 | nos. |  | 1.1 Portable Ext - Complete Assembly
[2080164900001] 12kg ABC Cartridge Operated Fire Extinguisher C/w MED, Fire Rating : 55A/233B/C c/w Hose & Horn, SS J Hook Bracket, Plastic Skirt, Carton Box, (Dwg No. 20801649) |  |  |  | 2080164900001 | 0307020000000 | 1.0000 | nos. |  | 1.1 Portable Ext - Complete Assembly
[2080164900001] 12kg ABC Cartridge Operated Fire Extinguisher C/w MED, Fire Rating : 55A/233B/C c/w Hose & Horn, SS J Hook Bracket, Plastic Skirt, Carton Box, (Dwg No. 20801649) |  |  |  | 2080164900001 | 0303920500000 | 1.0000 | nos. |  | 1.1 Portable Ext - Complete Assembly
[2080164900002] 12kg ABC Cartridge Operated Fire Extinguisher C/w MED, Fire Rating : 55A/233B/C c/w Hose & Horn, SS J Hook Bracket, Plastic Skirt, Carton Box, (Dwg No. 20801649) |  |  |  | 2080164900002 | 0303920500000 | 1.0000 | nos. |  | 1.1 Portable Ext - Complete Assembly
[2080164900002] 12kg ABC Cartridge Operated Fire Extinguisher C/w MED, Fire Rating : 55A/233B/C c/w Hose & Horn, SS J Hook Bracket, Plastic Skirt, Carton Box, (Dwg No. 20801649) |  |  |  | 2080164900002 | 0302470000000 | 12.0000 | kg |  | 1.1 Portable Ext - Complete Assembly
[2080164900002] 12kg ABC Cartridge Operated Fire Extinguisher C/w MED, Fire Rating : 55A/233B/C c/w Hose & Horn, SS J Hook Bracket, Plastic Skirt, Carton Box, (Dwg No. 20801649) |  |  |  | 2080164900002 | 0306580000000 | 1.0000 | nos. |  | 1.1 Portable Ext - Complete Assembly
[2080164900002] 12kg ABC Cartridge Operated Fire Extinguisher C/w MED, Fire Rating : 55A/233B/C c/w Hose & Horn, SS J Hook Bracket, Plastic Skirt, Carton Box, (Dwg No. 20801649) |  |  |  | 2080164900002 | 0300190000000 | 1.0000 | nos. |  | 1.1 Portable Ext - Complete Assembly
[2080164900002] 12kg ABC Cartridge Operated Fire Extinguisher C/w MED, Fire Rating : 55A/233B/C c/w Hose & Horn, SS J Hook Bracket, Plastic Skirt, Carton Box, (Dwg No. 20801649) |  |  |  | 2080164900002 | 0300070000000 | 1.0000 | nos. |  | 1.1 Portable Ext - Complete Assembly
[2080164900002] 12kg ABC Cartridge Operated Fire Extinguisher C/w MED, Fire Rating : 55A/233B/C c/w Hose & Horn, SS J Hook Bracket, Plastic Skirt, Carton Box, (Dwg No. 20801649) |  |  |  | 2080164900002 | 0303920600000 | 1.0000 | nos. |  | 1.1 Portable Ext - Complete Assembly
[2080164900002] 12kg ABC Cartridge Operated Fire Extinguisher C/w MED, Fire Rating : 55A/233B/C c/w Hose & Horn, SS J Hook Bracket, Plastic Skirt, Carton Box, (Dwg No. 20801649) |  |  |  | 2080164900002 | 0315160000000 | 1.0000 | nos. |  | 1.1 Portable Ext - Complete Assembly
[2080164900002] 12kg ABC Cartridge Operated Fire Extinguisher C/w MED, Fire Rating : 55A/233B/C c/w Hose & Horn, SS J Hook Bracket, Plastic Skirt, Carton Box, (Dwg No. 20801649) |  |  |  | 2080164900002 | 0305150000000 | 1.0000 | nos. |  | 1.1 Portable Ext - Complete Assembly
[2080164900002] 12kg ABC Cartridge Operated Fire Extinguisher C/w MED, Fire Rating : 55A/233B/C c/w Hose & Horn, SS J Hook Bracket, Plastic Skirt, Carton Box, (Dwg No. 20801649) |  |  |  | 2080164900002 | 0309830000000 | 1.0000 | nos. |  | 1.1 Portable Ext - Complete Assembly
[2080164900002] 12kg ABC Cartridge Operated Fire Extinguisher C/w MED, Fire Rating : 55A/233B/C c/w Hose & Horn, SS J Hook Bracket, Plastic Skirt, Carton Box, (Dwg No. 20801649) |  |  |  | 2080164900002 | 0316040000000 | 1.0000 | nos. |  | 1.1 Portable Ext - Complete Assembly
[2080164900002] 12kg ABC Cartridge Operated Fire Extinguisher C/w MED, Fire Rating : 55A/233B/C c/w Hose & Horn, SS J Hook Bracket, Plastic Skirt, Carton Box, (Dwg No. 20801649) |  |  |  | 2080164900002 | 0302170200000 | 1.0000 | nos. |  | 1.1 Portable Ext - Complete Assembly
[2080170200000] 9 Liter Foam Stored Pressure Fire Extinguisher c/w SETSCO, Fire Rating: 34A/233B c/w Hose & Foam Nozzle, Plastic Skirt, Hook Bracket 74, (Dwg No. 20801736) |  |  |  | 2080170200000 | 0309820000000 | 1.0000 | nos. |  | 1.1 Portable Ext - Complete Assembly
[2080170200000] 9 Liter Foam Stored Pressure Fire Extinguisher c/w SETSCO, Fire Rating: 34A/233B c/w Hose & Foam Nozzle, Plastic Skirt, Hook Bracket 74, (Dwg No. 20801736) |  |  |  | 2080170200000 | 0315180000000 | 1.0000 | nos. |  | 1.1 Portable Ext - Complete Assembly
[2080170200000] 9 Liter Foam Stored Pressure Fire Extinguisher c/w SETSCO, Fire Rating: 34A/233B c/w Hose & Foam Nozzle, Plastic Skirt, Hook Bracket 74, (Dwg No. 20801736) |  |  |  | 2080170200000 | 0300690000000 | 0.1100 | m3 |  | 1.1 Portable Ext - Complete Assembly
[2080170200000] 9 Liter Foam Stored Pressure Fire Extinguisher c/w SETSCO, Fire Rating: 34A/233B c/w Hose & Foam Nozzle, Plastic Skirt, Hook Bracket 74, (Dwg No. 20801736) |  |  |  | 2080170200000 | 0300680100000 | 1.0000 | nos. |  | 1.1 Portable Ext - Complete Assembly
[2080170200000] 9 Liter Foam Stored Pressure Fire Extinguisher c/w SETSCO, Fire Rating: 34A/233B c/w Hose & Foam Nozzle, Plastic Skirt, Hook Bracket 74, (Dwg No. 20801736) |  |  |  | 2080170200000 | 0301120200000 | 1.3500 | ltr |  | 1.1 Portable Ext - Complete Assembly
[2080170200000] 9 Liter Foam Stored Pressure Fire Extinguisher c/w SETSCO, Fire Rating: 34A/233B c/w Hose & Foam Nozzle, Plastic Skirt, Hook Bracket 74, (Dwg No. 20801736) |  |  |  | 2080170200000 | 0300280000000 | 1.0000 | nos. |  | 1.1 Portable Ext - Complete Assembly
[2080170200000] 9 Liter Foam Stored Pressure Fire Extinguisher c/w SETSCO, Fire Rating: 34A/233B c/w Hose & Foam Nozzle, Plastic Skirt, Hook Bracket 74, (Dwg No. 20801736) |  |  |  | 2080170200000 | 0300010000000 | 1.0000 | nos. |  | 1.1 Portable Ext - Complete Assembly
[2080170200000] 9 Liter Foam Stored Pressure Fire Extinguisher c/w SETSCO, Fire Rating: 34A/233B c/w Hose & Foam Nozzle, Plastic Skirt, Hook Bracket 74, (Dwg No. 20801736) |  |  |  | 2080170200000 | 0302170000000 | 1.0000 | nos. |  | 1.1 Portable Ext - Complete Assembly
[2080170200000] 9 Liter Foam Stored Pressure Fire Extinguisher c/w SETSCO, Fire Rating: 34A/233B c/w Hose & Foam Nozzle, Plastic Skirt, Hook Bracket 74, (Dwg No. 20801736) |  |  |  | 2080170200000 | 0307160400000 | 1.0000 | nos. |  | 1.1 Portable Ext - Complete Assembly
[2080170200000] 9 Liter Foam Stored Pressure Fire Extinguisher c/w SETSCO, Fire Rating: 34A/233B c/w Hose & Foam Nozzle, Plastic Skirt, Hook Bracket 74, (Dwg No. 20801736) |  |  |  | 2080170200000 | 0313270000000 | 1.0000 | nos. |  | 1.1 Portable Ext - Complete Assembly
[2080170200000] 9 Liter Foam Stored Pressure Fire Extinguisher c/w SETSCO, Fire Rating: 34A/233B c/w Hose & Foam Nozzle, Plastic Skirt, Hook Bracket 74, (Dwg No. 20801736) |  |  |  | 2080170200000 | 0301120100000 | 0.0900 | ltr |  | 1.1 Portable Ext - Complete Assembly
[2080170200000] 9 Liter Foam Stored Pressure Fire Extinguisher c/w SETSCO, Fire Rating: 34A/233B c/w Hose & Foam Nozzle, Plastic Skirt, Hook Bracket 74, (Dwg No. 20801736) |  |  |  | 2080170200000 | 0306580000000 | 1.0000 | nos. |  | 1.1 Portable Ext - Complete Assembly
[2080170200000] 9 Liter Foam Stored Pressure Fire Extinguisher c/w SETSCO, Fire Rating: 34A/233B c/w Hose & Foam Nozzle, Plastic Skirt, Hook Bracket 74, (Dwg No. 20801736) |  |  |  | 2080170200000 | 0301920000000 | 1.0000 | nos. |  | 1.1 Portable Ext - Complete Assembly
[2080170600000] 9 Liter Water Stored Pressure Fire Extinguisher c/w LPCB Approval, Fire Rating : 13A, Hose & Nozzle, Plastic Skirt, Hook Bracket 74, Carton Box, (Dwg. No. 20801706) |  |  |  | 2080170600000 | 0309820000000 | 1.0000 | nos. |  | 1.1 Portable Ext - Complete Assembly
[2080170600000] 9 Liter Water Stored Pressure Fire Extinguisher c/w LPCB Approval, Fire Rating : 13A, Hose & Nozzle, Plastic Skirt, Hook Bracket 74, Carton Box, (Dwg. No. 20801706) |  |  |  | 2080170600000 | 0313270000000 | 1.0000 | nos. |  | 1.1 Portable Ext - Complete Assembly
[2080170600000] 9 Liter Water Stored Pressure Fire Extinguisher c/w LPCB Approval, Fire Rating : 13A, Hose & Nozzle, Plastic Skirt, Hook Bracket 74, Carton Box, (Dwg. No. 20801706) |  |  |  | 2080170600000 | 0306580000000 | 1.0000 | nos. |  | 1.1 Portable Ext - Complete Assembly
[2080170600000] 9 Liter Water Stored Pressure Fire Extinguisher c/w LPCB Approval, Fire Rating : 13A, Hose & Nozzle, Plastic Skirt, Hook Bracket 74, Carton Box, (Dwg. No. 20801706) |  |  |  | 2080170600000 | 0300690000000 | 0.1100 | m3 |  | 1.1 Portable Ext - Complete Assembly
[2080170600000] 9 Liter Water Stored Pressure Fire Extinguisher c/w LPCB Approval, Fire Rating : 13A, Hose & Nozzle, Plastic Skirt, Hook Bracket 74, Carton Box, (Dwg. No. 20801706) |  |  |  | 2080170600000 | 0300290100000 | 1.0000 | nos. |  | 1.1 Portable Ext - Complete Assembly
[2080170600000] 9 Liter Water Stored Pressure Fire Extinguisher c/w LPCB Approval, Fire Rating : 13A, Hose & Nozzle, Plastic Skirt, Hook Bracket 74, Carton Box, (Dwg. No. 20801706) |  |  |  | 2080170600000 | 0302170000000 | 1.0000 | nos. |  | 1.1 Portable Ext - Complete Assembly
[2080170600000] 9 Liter Water Stored Pressure Fire Extinguisher c/w LPCB Approval, Fire Rating : 13A, Hose & Nozzle, Plastic Skirt, Hook Bracket 74, Carton Box, (Dwg. No. 20801706) |  |  |  | 2080170600000 | 0300010000000 | 1.0000 | nos. |  | 1.1 Portable Ext - Complete Assembly
[2080170600000] 9 Liter Water Stored Pressure Fire Extinguisher c/w LPCB Approval, Fire Rating : 13A, Hose & Nozzle, Plastic Skirt, Hook Bracket 74, Carton Box, (Dwg. No. 20801706) |  |  |  | 2080170600000 | 0305150000000 | 1.0000 | nos. |  | 1.1 Portable Ext - Complete Assembly
[2080170600001] 9 Liter Water Stored Pressure Fire Extinguisher c/w LPCB Approval c/w Arabic Wordings, Fire Rating 13A, Hose & Nozzle, Plastic Skirt, Hook Bracket 74, Carton Box, (Dwg. No. 20801706) |  |  |  | 2080170600001 | 0306580000000 | 1.0000 | nos. |  | 1.1 Portable Ext - Complete Assembly
[2080170600001] 9 Liter Water Stored Pressure Fire Extinguisher c/w LPCB Approval c/w Arabic Wordings, Fire Rating 13A, Hose & Nozzle, Plastic Skirt, Hook Bracket 74, Carton Box, (Dwg. No. 20801706) |  |  |  | 2080170600001 | 0300690000000 | 0.1100 | m3 |  | 1.1 Portable Ext - Complete Assembly
[2080170600001] 9 Liter Water Stored Pressure Fire Extinguisher c/w LPCB Approval c/w Arabic Wordings, Fire Rating 13A, Hose & Nozzle, Plastic Skirt, Hook Bracket 74, Carton Box, (Dwg. No. 20801706) |  |  |  | 2080170600001 | 0313270000000 | 1.0000 | nos. |  | 1.1 Portable Ext - Complete Assembly
[2080170600001] 9 Liter Water Stored Pressure Fire Extinguisher c/w LPCB Approval c/w Arabic Wordings, Fire Rating 13A, Hose & Nozzle, Plastic Skirt, Hook Bracket 74, Carton Box, (Dwg. No. 20801706) |  |  |  | 2080170600001 | 0300010000000 | 1.0000 | nos. |  | 1.1 Portable Ext - Complete Assembly
[2080170600001] 9 Liter Water Stored Pressure Fire Extinguisher c/w LPCB Approval c/w Arabic Wordings, Fire Rating 13A, Hose & Nozzle, Plastic Skirt, Hook Bracket 74, Carton Box, (Dwg. No. 20801706) |  |  |  | 2080170600001 | 0309820000000 | 1.0000 | nos. |  | 1.1 Portable Ext - Complete Assembly
[2080170600001] 9 Liter Water Stored Pressure Fire Extinguisher c/w LPCB Approval c/w Arabic Wordings, Fire Rating 13A, Hose & Nozzle, Plastic Skirt, Hook Bracket 74, Carton Box, (Dwg. No. 20801706) |  |  |  | 2080170600001 | 0300290100000 | 1.0000 | nos. |  | 1.1 Portable Ext - Complete Assembly
[2080170600001] 9 Liter Water Stored Pressure Fire Extinguisher c/w LPCB Approval c/w Arabic Wordings, Fire Rating 13A, Hose & Nozzle, Plastic Skirt, Hook Bracket 74, Carton Box, (Dwg. No. 20801706) |  |  |  | 2080170600001 | 0305150000000 | 1.0000 | nos. |  | 1.1 Portable Ext - Complete Assembly
[2080170600001] 9 Liter Water Stored Pressure Fire Extinguisher c/w LPCB Approval c/w Arabic Wordings, Fire Rating 13A, Hose & Nozzle, Plastic Skirt, Hook Bracket 74, Carton Box, (Dwg. No. 20801706) |  |  |  | 2080170600001 | 0302170000000 | 1.0000 | nos. |  | 1.1 Portable Ext - Complete Assembly
[2080170800000] 9 Liter Foam Cartridge Operated Fire Extinguisher c/w LPCB Approval, Fire Rating : 34A/233B c/w Hose & Foam Nozzle, SS J Hook Bracket, Plastic Skirt, Carton Box, (Dwg No. 20801708) |  |  |  | 2080170800000 | 0315180000000 | 1.0000 | nos. |  | 1.1 Portable Ext - Complete Assembly
[2080170800000] 9 Liter Foam Cartridge Operated Fire Extinguisher c/w LPCB Approval, Fire Rating : 34A/233B c/w Hose & Foam Nozzle, SS J Hook Bracket, Plastic Skirt, Carton Box, (Dwg No. 20801708) |  |  |  | 2080170800000 | 0302170200000 | 1.0000 | nos. |  | 1.1 Portable Ext - Complete Assembly
[2080170800000] 9 Liter Foam Cartridge Operated Fire Extinguisher c/w LPCB Approval, Fire Rating : 34A/233B c/w Hose & Foam Nozzle, SS J Hook Bracket, Plastic Skirt, Carton Box, (Dwg No. 20801708) |  |  |  | 2080170800000 | 0303921600000 | 1.0000 | nos. |  | 1.1 Portable Ext - Complete Assembly
[2080170800000] 9 Liter Foam Cartridge Operated Fire Extinguisher c/w LPCB Approval, Fire Rating : 34A/233B c/w Hose & Foam Nozzle, SS J Hook Bracket, Plastic Skirt, Carton Box, (Dwg No. 20801708) |  |  |  | 2080170800000 | 0301920000000 | 1.0000 | nos. |  | 1.1 Portable Ext - Complete Assembly
[2080170800000] 9 Liter Foam Cartridge Operated Fire Extinguisher c/w LPCB Approval, Fire Rating : 34A/233B c/w Hose & Foam Nozzle, SS J Hook Bracket, Plastic Skirt, Carton Box, (Dwg No. 20801708) |  |  |  | 2080170800000 | 0301120100000 | 0.0900 | ltr |  | 1.1 Portable Ext - Complete Assembly
[2080170800000] 9 Liter Foam Cartridge Operated Fire Extinguisher c/w LPCB Approval, Fire Rating : 34A/233B c/w Hose & Foam Nozzle, SS J Hook Bracket, Plastic Skirt, Carton Box, (Dwg No. 20801708) |  |  |  | 2080170800000 | 0321250000000 | 1.0000 | nos. |  | 1.1 Portable Ext - Complete Assembly
[2080170800000] 9 Liter Foam Cartridge Operated Fire Extinguisher c/w LPCB Approval, Fire Rating : 34A/233B c/w Hose & Foam Nozzle, SS J Hook Bracket, Plastic Skirt, Carton Box, (Dwg No. 20801708) |  |  |  | 2080170800000 | 0300680100000 | 1.0000 | nos. |  | 1.1 Portable Ext - Complete Assembly
[2080170800000] 9 Liter Foam Cartridge Operated Fire Extinguisher c/w LPCB Approval, Fire Rating : 34A/233B c/w Hose & Foam Nozzle, SS J Hook Bracket, Plastic Skirt, Carton Box, (Dwg No. 20801708) |  |  |  | 2080170800000 | 0300280000000 | 1.0000 | nos. |  | 1.1 Portable Ext - Complete Assembly
[2080170800000] 9 Liter Foam Cartridge Operated Fire Extinguisher c/w LPCB Approval, Fire Rating : 34A/233B c/w Hose & Foam Nozzle, SS J Hook Bracket, Plastic Skirt, Carton Box, (Dwg No. 20801708) |  |  |  | 2080170800000 | 0309870000000 | 1.0000 | nos. |  | 1.1 Portable Ext - Complete Assembly
[2080170800000] 9 Liter Foam Cartridge Operated Fire Extinguisher c/w LPCB Approval, Fire Rating : 34A/233B c/w Hose & Foam Nozzle, SS J Hook Bracket, Plastic Skirt, Carton Box, (Dwg No. 20801708) |  |  |  | 2080170800000 | 0306580000000 | 1.0000 | nos. |  | 1.1 Portable Ext - Complete Assembly
[2080170800000] 9 Liter Foam Cartridge Operated Fire Extinguisher c/w LPCB Approval, Fire Rating : 34A/233B c/w Hose & Foam Nozzle, SS J Hook Bracket, Plastic Skirt, Carton Box, (Dwg No. 20801708) |  |  |  | 2080170800000 | 0305150000000 | 1.0000 | nos. |  | 1.1 Portable Ext - Complete Assembly
[2080170800000] 9 Liter Foam Cartridge Operated Fire Extinguisher c/w LPCB Approval, Fire Rating : 34A/233B c/w Hose & Foam Nozzle, SS J Hook Bracket, Plastic Skirt, Carton Box, (Dwg No. 20801708) |  |  |  | 2080170800000 | 0300070000000 | 1.0000 | nos. |  | 1.1 Portable Ext - Complete Assembly
[2080170800000] 9 Liter Foam Cartridge Operated Fire Extinguisher c/w LPCB Approval, Fire Rating : 34A/233B c/w Hose & Foam Nozzle, SS J Hook Bracket, Plastic Skirt, Carton Box, (Dwg No. 20801708) |  |  |  | 2080170800000 | 0300210000000 | 1.0000 | nos. |  | 1.1 Portable Ext - Complete Assembly
[2080170800000] 9 Liter Foam Cartridge Operated Fire Extinguisher c/w LPCB Approval, Fire Rating : 34A/233B c/w Hose & Foam Nozzle, SS J Hook Bracket, Plastic Skirt, Carton Box, (Dwg No. 20801708) |  |  |  | 2080170800000 | 0313270000000 | 1.0000 | nos. |  | 1.1 Portable Ext - Complete Assembly
[2080170800000] 9 Liter Foam Cartridge Operated Fire Extinguisher c/w LPCB Approval, Fire Rating : 34A/233B c/w Hose & Foam Nozzle, SS J Hook Bracket, Plastic Skirt, Carton Box, (Dwg No. 20801708) |  |  |  | 2080170800000 | 0301120200000 | 1.3500 | ltr |  | 1.1 Portable Ext - Complete Assembly
[2080170800001] 9 Liter Foam Cartridge Operated Fire Extinguisher c/w MED, Fire Rating : 34A/233B c/w Hose & Foam Nozzle, SS J Hook Bracket, Plastic Skirt, Carton Box, (Dwg No. 20801708) |  |  |  | 2080170800001 | 0313270000000 | 1.0000 | nos. |  | 1.1 Portable Ext - Complete Assembly
[2080170800001] 9 Liter Foam Cartridge Operated Fire Extinguisher c/w MED, Fire Rating : 34A/233B c/w Hose & Foam Nozzle, SS J Hook Bracket, Plastic Skirt, Carton Box, (Dwg No. 20801708) |  |  |  | 2080170800001 | 0300680100000 | 1.0000 | nos. |  | 1.1 Portable Ext - Complete Assembly
[2080170800001] 9 Liter Foam Cartridge Operated Fire Extinguisher c/w MED, Fire Rating : 34A/233B c/w Hose & Foam Nozzle, SS J Hook Bracket, Plastic Skirt, Carton Box, (Dwg No. 20801708) |  |  |  | 2080170800001 | 0300280000000 | 1.0000 | nos. |  | 1.1 Portable Ext - Complete Assembly
[2080170800001] 9 Liter Foam Cartridge Operated Fire Extinguisher c/w MED, Fire Rating : 34A/233B c/w Hose & Foam Nozzle, SS J Hook Bracket, Plastic Skirt, Carton Box, (Dwg No. 20801708) |  |  |  | 2080170800001 | 0301120100000 | 0.0900 | ltr |  | 1.1 Portable Ext - Complete Assembly
[2080170800001] 9 Liter Foam Cartridge Operated Fire Extinguisher c/w MED, Fire Rating : 34A/233B c/w Hose & Foam Nozzle, SS J Hook Bracket, Plastic Skirt, Carton Box, (Dwg No. 20801708) |  |  |  | 2080170800001 | 0302170200000 | 1.0000 | nos. |  | 1.1 Portable Ext - Complete Assembly
[2080170800001] 9 Liter Foam Cartridge Operated Fire Extinguisher c/w MED, Fire Rating : 34A/233B c/w Hose & Foam Nozzle, SS J Hook Bracket, Plastic Skirt, Carton Box, (Dwg No. 20801708) |  |  |  | 2080170800001 | 0305150000000 | 1.0000 | nos. |  | 1.1 Portable Ext - Complete Assembly
[2080170800001] 9 Liter Foam Cartridge Operated Fire Extinguisher c/w MED, Fire Rating : 34A/233B c/w Hose & Foam Nozzle, SS J Hook Bracket, Plastic Skirt, Carton Box, (Dwg No. 20801708) |  |  |  | 2080170800001 | 0300210000000 | 1.0000 | nos. |  | 1.1 Portable Ext - Complete Assembly
[2080170800001] 9 Liter Foam Cartridge Operated Fire Extinguisher c/w MED, Fire Rating : 34A/233B c/w Hose & Foam Nozzle, SS J Hook Bracket, Plastic Skirt, Carton Box, (Dwg No. 20801708) |  |  |  | 2080170800001 | 0307040000000 | 1.0000 | nos. |  | 1.1 Portable Ext - Complete Assembly
[2080170800001] 9 Liter Foam Cartridge Operated Fire Extinguisher c/w MED, Fire Rating : 34A/233B c/w Hose & Foam Nozzle, SS J Hook Bracket, Plastic Skirt, Carton Box, (Dwg No. 20801708) |  |  |  | 2080170800001 | 0309870000000 | 1.0000 | nos. |  | 1.1 Portable Ext - Complete Assembly
[2080170800001] 9 Liter Foam Cartridge Operated Fire Extinguisher c/w MED, Fire Rating : 34A/233B c/w Hose & Foam Nozzle, SS J Hook Bracket, Plastic Skirt, Carton Box, (Dwg No. 20801708) |  |  |  | 2080170800001 | 0321250000000 | 1.0000 | nos. |  | 1.1 Portable Ext - Complete Assembly
[2080170800001] 9 Liter Foam Cartridge Operated Fire Extinguisher c/w MED, Fire Rating : 34A/233B c/w Hose & Foam Nozzle, SS J Hook Bracket, Plastic Skirt, Carton Box, (Dwg No. 20801708) |  |  |  | 2080170800001 | 0301120200000 | 1.3500 | ltr |  | 1.1 Portable Ext - Complete Assembly
[2080170800001] 9 Liter Foam Cartridge Operated Fire Extinguisher c/w MED, Fire Rating : 34A/233B c/w Hose & Foam Nozzle, SS J Hook Bracket, Plastic Skirt, Carton Box, (Dwg No. 20801708) |  |  |  | 2080170800001 | 0303921600000 | 1.0000 | nos. |  | 1.1 Portable Ext - Complete Assembly
[2080170800001] 9 Liter Foam Cartridge Operated Fire Extinguisher c/w MED, Fire Rating : 34A/233B c/w Hose & Foam Nozzle, SS J Hook Bracket, Plastic Skirt, Carton Box, (Dwg No. 20801708) |  |  |  | 2080170800001 | 0301920000000 | 1.0000 | nos. |  | 1.1 Portable Ext - Complete Assembly
[2080170800001] 9 Liter Foam Cartridge Operated Fire Extinguisher c/w MED, Fire Rating : 34A/233B c/w Hose & Foam Nozzle, SS J Hook Bracket, Plastic Skirt, Carton Box, (Dwg No. 20801708) |  |  |  | 2080170800001 | 0306580000000 | 1.0000 | nos. |  | 1.1 Portable Ext - Complete Assembly
[2080170800001] 9 Liter Foam Cartridge Operated Fire Extinguisher c/w MED, Fire Rating : 34A/233B c/w Hose & Foam Nozzle, SS J Hook Bracket, Plastic Skirt, Carton Box, (Dwg No. 20801708) |  |  |  | 2080170800001 | 0300070000000 | 1.0000 | nos. |  | 1.1 Portable Ext - Complete Assembly
[2080170800002] 9 Liter Foam Cartridge Operated Fire Extinguisher c/w MED, Fire Rating : 34A/233B c/w Hose & Foam Nozzle, SS J Hook Bracket, Plastic Skirt, Carton Box, (Dwg No. 20801708) |  |  |  | 2080170800002 | 0315180000000 | 1.0000 | nos. |  | 1.1 Portable Ext - Complete Assembly
[2080170800002] 9 Liter Foam Cartridge Operated Fire Extinguisher c/w MED, Fire Rating : 34A/233B c/w Hose & Foam Nozzle, SS J Hook Bracket, Plastic Skirt, Carton Box, (Dwg No. 20801708) |  |  |  | 2080170800002 | 0300280000000 | 1.0000 | nos. |  | 1.1 Portable Ext - Complete Assembly
[2080170800002] 9 Liter Foam Cartridge Operated Fire Extinguisher c/w MED, Fire Rating : 34A/233B c/w Hose & Foam Nozzle, SS J Hook Bracket, Plastic Skirt, Carton Box, (Dwg No. 20801708) |  |  |  | 2080170800002 | 0306580000000 | 1.0000 | nos. |  | 1.1 Portable Ext - Complete Assembly
[2080170800002] 9 Liter Foam Cartridge Operated Fire Extinguisher c/w MED, Fire Rating : 34A/233B c/w Hose & Foam Nozzle, SS J Hook Bracket, Plastic Skirt, Carton Box, (Dwg No. 20801708) |  |  |  | 2080170800002 | 0300070000000 | 1.0000 | nos. |  | 1.1 Portable Ext - Complete Assembly
[2080170800002] 9 Liter Foam Cartridge Operated Fire Extinguisher c/w MED, Fire Rating : 34A/233B c/w Hose & Foam Nozzle, SS J Hook Bracket, Plastic Skirt, Carton Box, (Dwg No. 20801708) |  |  |  | 2080170800002 | 0300210000000 | 1.0000 | nos. |  | 1.1 Portable Ext - Complete Assembly
[2080170800002] 9 Liter Foam Cartridge Operated Fire Extinguisher c/w MED, Fire Rating : 34A/233B c/w Hose & Foam Nozzle, SS J Hook Bracket, Plastic Skirt, Carton Box, (Dwg No. 20801708) |  |  |  | 2080170800002 | 0301920000000 | 1.0000 | nos. |  | 1.1 Portable Ext - Complete Assembly
[2080170800002] 9 Liter Foam Cartridge Operated Fire Extinguisher c/w MED, Fire Rating : 34A/233B c/w Hose & Foam Nozzle, SS J Hook Bracket, Plastic Skirt, Carton Box, (Dwg No. 20801708) |  |  |  | 2080170800002 | 0301120100000 | 0.0900 | ltr |  | 1.1 Portable Ext - Complete Assembly
[2080170800002] 9 Liter Foam Cartridge Operated Fire Extinguisher c/w MED, Fire Rating : 34A/233B c/w Hose & Foam Nozzle, SS J Hook Bracket, Plastic Skirt, Carton Box, (Dwg No. 20801708) |  |  |  | 2080170800002 | 0313270000000 | 1.0000 | nos. |  | 1.1 Portable Ext - Complete Assembly
[2080170800002] 9 Liter Foam Cartridge Operated Fire Extinguisher c/w MED, Fire Rating : 34A/233B c/w Hose & Foam Nozzle, SS J Hook Bracket, Plastic Skirt, Carton Box, (Dwg No. 20801708) |  |  |  | 2080170800002 | 0300680100000 | 1.0000 | nos. |  | 1.1 Portable Ext - Complete Assembly
[2080170800002] 9 Liter Foam Cartridge Operated Fire Extinguisher c/w MED, Fire Rating : 34A/233B c/w Hose & Foam Nozzle, SS J Hook Bracket, Plastic Skirt, Carton Box, (Dwg No. 20801708) |  |  |  | 2080170800002 | 0305150000000 | 1.0000 | nos. |  | 1.1 Portable Ext - Complete Assembly
[2080170800002] 9 Liter Foam Cartridge Operated Fire Extinguisher c/w MED, Fire Rating : 34A/233B c/w Hose & Foam Nozzle, SS J Hook Bracket, Plastic Skirt, Carton Box, (Dwg No. 20801708) |  |  |  | 2080170800002 | 0301120200000 | 1.3500 | ltr |  | 1.1 Portable Ext - Complete Assembly
[2080170800002] 9 Liter Foam Cartridge Operated Fire Extinguisher c/w MED, Fire Rating : 34A/233B c/w Hose & Foam Nozzle, SS J Hook Bracket, Plastic Skirt, Carton Box, (Dwg No. 20801708) |  |  |  | 2080170800002 | 0321250000000 | 1.0000 | nos. |  | 1.1 Portable Ext - Complete Assembly
[2080170800002] 9 Liter Foam Cartridge Operated Fire Extinguisher c/w MED, Fire Rating : 34A/233B c/w Hose & Foam Nozzle, SS J Hook Bracket, Plastic Skirt, Carton Box, (Dwg No. 20801708) |  |  |  | 2080170800002 | 0303921600000 | 1.0000 | nos. |  | 1.1 Portable Ext - Complete Assembly
[2080170800002] 9 Liter Foam Cartridge Operated Fire Extinguisher c/w MED, Fire Rating : 34A/233B c/w Hose & Foam Nozzle, SS J Hook Bracket, Plastic Skirt, Carton Box, (Dwg No. 20801708) |  |  |  | 2080170800002 | 0309870000000 | 1.0000 | nos. |  | 1.1 Portable Ext - Complete Assembly
[2080170800002] 9 Liter Foam Cartridge Operated Fire Extinguisher c/w MED, Fire Rating : 34A/233B c/w Hose & Foam Nozzle, SS J Hook Bracket, Plastic Skirt, Carton Box, (Dwg No. 20801708) |  |  |  | 2080170800002 | 0302170200000 | 1.0000 | nos. |  | 1.1 Portable Ext - Complete Assembly
[2080170900000] 9 Liter Water W/Additive Cartridge Fire Extinguisher c/w LPCB Approval, Fire Rating : 21A, Hose & Nozzle, Plastic Skirt, SS J Hook Bracket, Plastic Skirt, Carton Box, (Dwg No. 20801709) |  |  |  | 2080170900000 | 0300200000000 | 1.0000 | nos. |  | 1.1 Portable Ext - Complete Assembly
[2080170900000] 9 Liter Water W/Additive Cartridge Fire Extinguisher c/w LPCB Approval, Fire Rating : 21A, Hose & Nozzle, Plastic Skirt, SS J Hook Bracket, Plastic Skirt, Carton Box, (Dwg No. 20801709) |  |  |  | 2080170900000 | 0309870000000 | 1.0000 | nos. |  | 1.1 Portable Ext - Complete Assembly
[2080170900000] 9 Liter Water W/Additive Cartridge Fire Extinguisher c/w LPCB Approval, Fire Rating : 21A, Hose & Nozzle, Plastic Skirt, SS J Hook Bracket, Plastic Skirt, Carton Box, (Dwg No. 20801709) |  |  |  | 2080170900000 | 0300070000000 | 1.0000 | nos. |  | 1.1 Portable Ext - Complete Assembly
[2080170900000] 9 Liter Water W/Additive Cartridge Fire Extinguisher c/w LPCB Approval, Fire Rating : 21A, Hose & Nozzle, Plastic Skirt, SS J Hook Bracket, Plastic Skirt, Carton Box, (Dwg No. 20801709) |  |  |  | 2080170900000 | 0306580000000 | 1.0000 | nos. |  | 1.1 Portable Ext - Complete Assembly
[2080170900000] 9 Liter Water W/Additive Cartridge Fire Extinguisher c/w LPCB Approval, Fire Rating : 21A, Hose & Nozzle, Plastic Skirt, SS J Hook Bracket, Plastic Skirt, Carton Box, (Dwg No. 20801709) |  |  |  | 2080170900000 | 0305150000000 | 1.0000 | nos. |  | 1.1 Portable Ext - Complete Assembly
[2080170900000] 9 Liter Water W/Additive Cartridge Fire Extinguisher c/w LPCB Approval, Fire Rating : 21A, Hose & Nozzle, Plastic Skirt, SS J Hook Bracket, Plastic Skirt, Carton Box, (Dwg No. 20801709) |  |  |  | 2080170900000 | 0300290100000 | 1.0000 | nos. |  | 1.1 Portable Ext - Complete Assembly
[2080170900000] 9 Liter Water W/Additive Cartridge Fire Extinguisher c/w LPCB Approval, Fire Rating : 21A, Hose & Nozzle, Plastic Skirt, SS J Hook Bracket, Plastic Skirt, Carton Box, (Dwg No. 20801709) |  |  |  | 2080170900000 | 0301120200000 | 1.3500 | ltr |  | 1.1 Portable Ext - Complete Assembly
[2080170900000] 9 Liter Water W/Additive Cartridge Fire Extinguisher c/w LPCB Approval, Fire Rating : 21A, Hose & Nozzle, Plastic Skirt, SS J Hook Bracket, Plastic Skirt, Carton Box, (Dwg No. 20801709) |  |  |  | 2080170900000 | 0303920400000 | 1.0000 | nos. |  | 1.1 Portable Ext - Complete Assembly
[2080170900000] 9 Liter Water W/Additive Cartridge Fire Extinguisher c/w LPCB Approval, Fire Rating : 21A, Hose & Nozzle, Plastic Skirt, SS J Hook Bracket, Plastic Skirt, Carton Box, (Dwg No. 20801709) |  |  |  | 2080170900000 | 0313270000000 | 1.0000 | nos. |  | 1.1 Portable Ext - Complete Assembly
[2080170900000] 9 Liter Water W/Additive Cartridge Fire Extinguisher c/w LPCB Approval, Fire Rating : 21A, Hose & Nozzle, Plastic Skirt, SS J Hook Bracket, Plastic Skirt, Carton Box, (Dwg No. 20801709) |  |  |  | 2080170900000 | 0321250000000 | 1.0000 | nos. |  | 1.1 Portable Ext - Complete Assembly
[2080170900000] 9 Liter Water W/Additive Cartridge Fire Extinguisher c/w LPCB Approval, Fire Rating : 21A, Hose & Nozzle, Plastic Skirt, SS J Hook Bracket, Plastic Skirt, Carton Box, (Dwg No. 20801709) |  |  |  | 2080170900000 | 0302170200000 | 1.0000 | nos. |  | 1.1 Portable Ext - Complete Assembly
[2080170900002] 9 Liter Water W/Additive Cartridge Fire Extinguisher C/w MED, Fire Rating : 21A, Hose & Nozzle, Plastic Skirt, SS J Hook Bracket, Plastic Skirt, Carton Box, (Dwg No. 20801709) |  |  |  | 2080170900002 | 0306580000000 | 1.0000 | nos. |  | 1.1 Portable Ext - Complete Assembly
[2080170900002] 9 Liter Water W/Additive Cartridge Fire Extinguisher C/w MED, Fire Rating : 21A, Hose & Nozzle, Plastic Skirt, SS J Hook Bracket, Plastic Skirt, Carton Box, (Dwg No. 20801709) |  |  |  | 2080170900002 | 0305150000000 | 1.0000 | nos. |  | 1.1 Portable Ext - Complete Assembly
[2080170900002] 9 Liter Water W/Additive Cartridge Fire Extinguisher C/w MED, Fire Rating : 21A, Hose & Nozzle, Plastic Skirt, SS J Hook Bracket, Plastic Skirt, Carton Box, (Dwg No. 20801709) |  |  |  | 2080170900002 | 0302170200000 | 1.0000 | nos. |  | 1.1 Portable Ext - Complete Assembly
[2080170900002] 9 Liter Water W/Additive Cartridge Fire Extinguisher C/w MED, Fire Rating : 21A, Hose & Nozzle, Plastic Skirt, SS J Hook Bracket, Plastic Skirt, Carton Box, (Dwg No. 20801709) |  |  |  | 2080170900002 | 0321250000000 | 1.0000 | nos. |  | 1.1 Portable Ext - Complete Assembly
[2080170900002] 9 Liter Water W/Additive Cartridge Fire Extinguisher C/w MED, Fire Rating : 21A, Hose & Nozzle, Plastic Skirt, SS J Hook Bracket, Plastic Skirt, Carton Box, (Dwg No. 20801709) |  |  |  | 2080170900002 | 0301120200000 | 1.3500 | ltr |  | 1.1 Portable Ext - Complete Assembly
[2080170900002] 9 Liter Water W/Additive Cartridge Fire Extinguisher C/w MED, Fire Rating : 21A, Hose & Nozzle, Plastic Skirt, SS J Hook Bracket, Plastic Skirt, Carton Box, (Dwg No. 20801709) |  |  |  | 2080170900002 | 0303920400000 | 1.0000 | nos. |  | 1.1 Portable Ext - Complete Assembly
[2080170900002] 9 Liter Water W/Additive Cartridge Fire Extinguisher C/w MED, Fire Rating : 21A, Hose & Nozzle, Plastic Skirt, SS J Hook Bracket, Plastic Skirt, Carton Box, (Dwg No. 20801709) |  |  |  | 2080170900002 | 0309870000000 | 1.0000 | nos. |  | 1.1 Portable Ext - Complete Assembly
[2080170900002] 9 Liter Water W/Additive Cartridge Fire Extinguisher C/w MED, Fire Rating : 21A, Hose & Nozzle, Plastic Skirt, SS J Hook Bracket, Plastic Skirt, Carton Box, (Dwg No. 20801709) |  |  |  | 2080170900002 | 0300290100000 | 1.0000 | nos. |  | 1.1 Portable Ext - Complete Assembly
[2080170900002] 9 Liter Water W/Additive Cartridge Fire Extinguisher C/w MED, Fire Rating : 21A, Hose & Nozzle, Plastic Skirt, SS J Hook Bracket, Plastic Skirt, Carton Box, (Dwg No. 20801709) |  |  |  | 2080170900002 | 0313270000000 | 1.0000 | nos. |  | 1.1 Portable Ext - Complete Assembly
[2080170900002] 9 Liter Water W/Additive Cartridge Fire Extinguisher C/w MED, Fire Rating : 21A, Hose & Nozzle, Plastic Skirt, SS J Hook Bracket, Plastic Skirt, Carton Box, (Dwg No. 20801709) |  |  |  | 2080170900002 | 0300070000000 | 1.0000 | nos. |  | 1.1 Portable Ext - Complete Assembly
[2080170900002] 9 Liter Water W/Additive Cartridge Fire Extinguisher C/w MED, Fire Rating : 21A, Hose & Nozzle, Plastic Skirt, SS J Hook Bracket, Plastic Skirt, Carton Box, (Dwg No. 20801709) |  |  |  | 2080170900002 | 0300200000000 | 1.0000 | nos. |  | 1.1 Portable Ext - Complete Assembly
[2080173600000] 9 Liter Foam Stored Pressure Fire Extinguisher c/w LPCB Approval, Fire Rating : 34A/233B c/w Hose & Foam Nozzle, Plastic Skirt, Hook Bracket 74, Carton Box, (Dwg No. 20801736) |  |  |  | 2080173600000 | 0302170000000 | 1.0000 | nos. |  | 1.1 Portable Ext - Complete Assembly
[2080173600000] 9 Liter Foam Stored Pressure Fire Extinguisher c/w LPCB Approval, Fire Rating : 34A/233B c/w Hose & Foam Nozzle, Plastic Skirt, Hook Bracket 74, Carton Box, (Dwg No. 20801736) |  |  |  | 2080173600000 | 0315180000000 | 1.0000 | nos. |  | 1.1 Portable Ext - Complete Assembly
[2080173600000] 9 Liter Foam Stored Pressure Fire Extinguisher c/w LPCB Approval, Fire Rating : 34A/233B c/w Hose & Foam Nozzle, Plastic Skirt, Hook Bracket 74, Carton Box, (Dwg No. 20801736) |  |  |  | 2080173600000 | 0300010000000 | 1.0000 | nos. |  | 1.1 Portable Ext - Complete Assembly
[2080173600000] 9 Liter Foam Stored Pressure Fire Extinguisher c/w LPCB Approval, Fire Rating : 34A/233B c/w Hose & Foam Nozzle, Plastic Skirt, Hook Bracket 74, Carton Box, (Dwg No. 20801736) |  |  |  | 2080173600000 | 0300280000000 | 1.0000 | nos. |  | 1.1 Portable Ext - Complete Assembly
[2080173600000] 9 Liter Foam Stored Pressure Fire Extinguisher c/w LPCB Approval, Fire Rating : 34A/233B c/w Hose & Foam Nozzle, Plastic Skirt, Hook Bracket 74, Carton Box, (Dwg No. 20801736) |  |  |  | 2080173600000 | 0305150000000 | 1.0000 | nos. |  | 1.1 Portable Ext - Complete Assembly
[2080173600000] 9 Liter Foam Stored Pressure Fire Extinguisher c/w LPCB Approval, Fire Rating : 34A/233B c/w Hose & Foam Nozzle, Plastic Skirt, Hook Bracket 74, Carton Box, (Dwg No. 20801736) |  |  |  | 2080173600000 | 0306580000000 | 1.0000 | nos. |  | 1.1 Portable Ext - Complete Assembly
[2080173600000] 9 Liter Foam Stored Pressure Fire Extinguisher c/w LPCB Approval, Fire Rating : 34A/233B c/w Hose & Foam Nozzle, Plastic Skirt, Hook Bracket 74, Carton Box, (Dwg No. 20801736) |  |  |  | 2080173600000 | 0313270000000 | 1.0000 | nos. |  | 1.1 Portable Ext - Complete Assembly
[2080173600000] 9 Liter Foam Stored Pressure Fire Extinguisher c/w LPCB Approval, Fire Rating : 34A/233B c/w Hose & Foam Nozzle, Plastic Skirt, Hook Bracket 74, Carton Box, (Dwg No. 20801736) |  |  |  | 2080173600000 | 0309820000000 | 1.0000 | nos. |  | 1.1 Portable Ext - Complete Assembly
[2080173600000] 9 Liter Foam Stored Pressure Fire Extinguisher c/w LPCB Approval, Fire Rating : 34A/233B c/w Hose & Foam Nozzle, Plastic Skirt, Hook Bracket 74, Carton Box, (Dwg No. 20801736) |  |  |  | 2080173600000 | 0301920000000 | 1.0000 | nos. |  | 1.1 Portable Ext - Complete Assembly
[2080173600000] 9 Liter Foam Stored Pressure Fire Extinguisher c/w LPCB Approval, Fire Rating : 34A/233B c/w Hose & Foam Nozzle, Plastic Skirt, Hook Bracket 74, Carton Box, (Dwg No. 20801736) |  |  |  | 2080173600000 | 0300680100000 | 1.0000 | nos. |  | 1.1 Portable Ext - Complete Assembly
[2080173600000] 9 Liter Foam Stored Pressure Fire Extinguisher c/w LPCB Approval, Fire Rating : 34A/233B c/w Hose & Foam Nozzle, Plastic Skirt, Hook Bracket 74, Carton Box, (Dwg No. 20801736) |  |  |  | 2080173600000 | 0300690000000 | 0.1100 | m3 |  | 1.1 Portable Ext - Complete Assembly
[2080173600000] 9 Liter Foam Stored Pressure Fire Extinguisher c/w LPCB Approval, Fire Rating : 34A/233B c/w Hose & Foam Nozzle, Plastic Skirt, Hook Bracket 74, Carton Box, (Dwg No. 20801736) |  |  |  | 2080173600000 | 0301120100000 | 0.0900 | ltr |  | 1.1 Portable Ext - Complete Assembly
[2080173600000] 9 Liter Foam Stored Pressure Fire Extinguisher c/w LPCB Approval, Fire Rating : 34A/233B c/w Hose & Foam Nozzle, Plastic Skirt, Hook Bracket 74, Carton Box, (Dwg No. 20801736) |  |  |  | 2080173600000 | 0301120200000 | 1.3500 | ltr |  | 1.1 Portable Ext - Complete Assembly
[2080173600001] 9 Liter Foam Stored Pressure Fire Extinguisher c/w LPCB Approval c/w Arabic Wordings, Fire Rating 34A/233B c/w Hose & Foam Nozzle, Plastic Skirt, Hook Bracket 74, Carton Box, (Dwg No. 20801736) |  |  |  | 2080173600001 | 0301120100000 | 0.0900 | ltr |  | 1.1 Portable Ext - Complete Assembly
[2080173600001] 9 Liter Foam Stored Pressure Fire Extinguisher c/w LPCB Approval c/w Arabic Wordings, Fire Rating 34A/233B c/w Hose & Foam Nozzle, Plastic Skirt, Hook Bracket 74, Carton Box, (Dwg No. 20801736) |  |  |  | 2080173600001 | 0300680100000 | 1.0000 | nos. |  | 1.1 Portable Ext - Complete Assembly
[2080173600001] 9 Liter Foam Stored Pressure Fire Extinguisher c/w LPCB Approval c/w Arabic Wordings, Fire Rating 34A/233B c/w Hose & Foam Nozzle, Plastic Skirt, Hook Bracket 74, Carton Box, (Dwg No. 20801736) |  |  |  | 2080173600001 | 0305150000000 | 1.0000 | nos. |  | 1.1 Portable Ext - Complete Assembly
[2080173600001] 9 Liter Foam Stored Pressure Fire Extinguisher c/w LPCB Approval c/w Arabic Wordings, Fire Rating 34A/233B c/w Hose & Foam Nozzle, Plastic Skirt, Hook Bracket 74, Carton Box, (Dwg No. 20801736) |  |  |  | 2080173600001 | 0300280000000 | 1.0000 | nos. |  | 1.1 Portable Ext - Complete Assembly
[2080173600001] 9 Liter Foam Stored Pressure Fire Extinguisher c/w LPCB Approval c/w Arabic Wordings, Fire Rating 34A/233B c/w Hose & Foam Nozzle, Plastic Skirt, Hook Bracket 74, Carton Box, (Dwg No. 20801736) |  |  |  | 2080173600001 | 0302170000000 | 1.0000 | nos. |  | 1.1 Portable Ext - Complete Assembly
[2080173600001] 9 Liter Foam Stored Pressure Fire Extinguisher c/w LPCB Approval c/w Arabic Wordings, Fire Rating 34A/233B c/w Hose & Foam Nozzle, Plastic Skirt, Hook Bracket 74, Carton Box, (Dwg No. 20801736) |  |  |  | 2080173600001 | 0313270000000 | 1.0000 | nos. |  | 1.1 Portable Ext - Complete Assembly
[2080173600001] 9 Liter Foam Stored Pressure Fire Extinguisher c/w LPCB Approval c/w Arabic Wordings, Fire Rating 34A/233B c/w Hose & Foam Nozzle, Plastic Skirt, Hook Bracket 74, Carton Box, (Dwg No. 20801736) |  |  |  | 2080173600001 | 0300010000000 | 1.0000 | nos. |  | 1.1 Portable Ext - Complete Assembly
[2080173600001] 9 Liter Foam Stored Pressure Fire Extinguisher c/w LPCB Approval c/w Arabic Wordings, Fire Rating 34A/233B c/w Hose & Foam Nozzle, Plastic Skirt, Hook Bracket 74, Carton Box, (Dwg No. 20801736) |  |  |  | 2080173600001 | 0306580000000 | 1.0000 | nos. |  | 1.1 Portable Ext - Complete Assembly
[2080173600001] 9 Liter Foam Stored Pressure Fire Extinguisher c/w LPCB Approval c/w Arabic Wordings, Fire Rating 34A/233B c/w Hose & Foam Nozzle, Plastic Skirt, Hook Bracket 74, Carton Box, (Dwg No. 20801736) |  |  |  | 2080173600001 | 0301120200000 | 1.3500 | ltr |  | 1.1 Portable Ext - Complete Assembly
[2080173600001] 9 Liter Foam Stored Pressure Fire Extinguisher c/w LPCB Approval c/w Arabic Wordings, Fire Rating 34A/233B c/w Hose & Foam Nozzle, Plastic Skirt, Hook Bracket 74, Carton Box, (Dwg No. 20801736) |  |  |  | 2080173600001 | 0300690000000 | 0.1100 | m3 |  | 1.1 Portable Ext - Complete Assembly
[2080173600001] 9 Liter Foam Stored Pressure Fire Extinguisher c/w LPCB Approval c/w Arabic Wordings, Fire Rating 34A/233B c/w Hose & Foam Nozzle, Plastic Skirt, Hook Bracket 74, Carton Box, (Dwg No. 20801736) |  |  |  | 2080173600001 | 0315180000000 | 1.0000 | nos. |  | 1.1 Portable Ext - Complete Assembly
[2080173600001] 9 Liter Foam Stored Pressure Fire Extinguisher c/w LPCB Approval c/w Arabic Wordings, Fire Rating 34A/233B c/w Hose & Foam Nozzle, Plastic Skirt, Hook Bracket 74, Carton Box, (Dwg No. 20801736) |  |  |  | 2080173600001 | 0301920000000 | 1.0000 | nos. |  | 1.1 Portable Ext - Complete Assembly
[2080173600001] 9 Liter Foam Stored Pressure Fire Extinguisher c/w LPCB Approval c/w Arabic Wordings, Fire Rating 34A/233B c/w Hose & Foam Nozzle, Plastic Skirt, Hook Bracket 74, Carton Box, (Dwg No. 20801736) |  |  |  | 2080173600001 | 0309820000000 | 1.0000 | nos. |  | 1.1 Portable Ext - Complete Assembly
[2080173624002] 12 Liter FFFP Foam Cart Fire Extinguisher, c/w Hose & Foam Nozzle, Plastic Skirt, Without Approval |  |  |  | 2080173624002 | 0306580000000 | 1.0000 | nos. |  | 1.1 Portable Ext - Complete Assembly
[2080173624002] 12 Liter FFFP Foam Cart Fire Extinguisher, c/w Hose & Foam Nozzle, Plastic Skirt, Without Approval |  |  |  | 2080173624002 | 0300680100000 | 1.0000 | nos. |  | 1.1 Portable Ext - Complete Assembly
[2080173624002] 12 Liter FFFP Foam Cart Fire Extinguisher, c/w Hose & Foam Nozzle, Plastic Skirt, Without Approval |  |  |  | 2080173624002 | 0303920600000 | 1.0000 | nos. |  | 1.1 Portable Ext - Complete Assembly
[2080173624002] 12 Liter FFFP Foam Cart Fire Extinguisher, c/w Hose & Foam Nozzle, Plastic Skirt, Without Approval |  |  |  | 2080173624002 | 0313270400000 | 1.0000 | nos. |  | 1.1 Portable Ext - Complete Assembly
[2080173624002] 12 Liter FFFP Foam Cart Fire Extinguisher, c/w Hose & Foam Nozzle, Plastic Skirt, Without Approval |  |  |  | 2080173624002 | 0301120400000 | 0.3600 | ltr |  | 1.1 Portable Ext - Complete Assembly
[2080173624002] 12 Liter FFFP Foam Cart Fire Extinguisher, c/w Hose & Foam Nozzle, Plastic Skirt, Without Approval |  |  |  | 2080173624002 | 0302170200000 | 1.0000 | nos. |  | 1.1 Portable Ext - Complete Assembly
[2080173624002] 12 Liter FFFP Foam Cart Fire Extinguisher, c/w Hose & Foam Nozzle, Plastic Skirt, Without Approval |  |  |  | 2080173624002 | 0312200000000 | 1.0000 | nos. |  | 1.1 Portable Ext - Complete Assembly
[2080173624002] 12 Liter FFFP Foam Cart Fire Extinguisher, c/w Hose & Foam Nozzle, Plastic Skirt, Without Approval |  |  |  | 2080173624002 | 0315180000000 | 1.0000 | nos. |  | 1.1 Portable Ext - Complete Assembly
[2080173624002] 12 Liter FFFP Foam Cart Fire Extinguisher, c/w Hose & Foam Nozzle, Plastic Skirt, Without Approval |  |  |  | 2080173624002 | 0321250000000 | 1.0000 | nos. |  | 1.1 Portable Ext - Complete Assembly
[2080173624002] 12 Liter FFFP Foam Cart Fire Extinguisher, c/w Hose & Foam Nozzle, Plastic Skirt, Without Approval |  |  |  | 2080173624002 | 0300230000000 | 1.0000 | nos. |  | 1.1 Portable Ext - Complete Assembly
[2080173624002] 12 Liter FFFP Foam Cart Fire Extinguisher, c/w Hose & Foam Nozzle, Plastic Skirt, Without Approval |  |  |  | 2080173624002 | 0301920000000 | 1.0000 | nos. |  | 1.1 Portable Ext - Complete Assembly
[2080173624002] 12 Liter FFFP Foam Cart Fire Extinguisher, c/w Hose & Foam Nozzle, Plastic Skirt, Without Approval |  |  |  | 2080173624002 | 0309830000000 | 1.0000 | nos. |  | 1.1 Portable Ext - Complete Assembly
[2080173624002] 12 Liter FFFP Foam Cart Fire Extinguisher, c/w Hose & Foam Nozzle, Plastic Skirt, Without Approval |  |  |  | 2080173624002 | 0300280000000 | 1.0000 | nos. |  | 1.1 Portable Ext - Complete Assembly
[2080173624002] 12 Liter FFFP Foam Cart Fire Extinguisher, c/w Hose & Foam Nozzle, Plastic Skirt, Without Approval |  |  |  | 2080173624002 | 0300070000000 | 1.0000 | nos. |  | 1.1 Portable Ext - Complete Assembly
[2080173700000] 9 Liter Water Additive Stored Pressure Fire Extinguisher c/w LPCB Approval, Fire Rating : 21A, Hose & Nozzle, Plastic Skirt, Hook Bracket 74, Carton Box, (Dwg No. 20801737) |  |  |  | 2080173700000 | 0302170000000 | 1.0000 | nos. |  | 1.1 Portable Ext - Complete Assembly
[2080173700000] 9 Liter Water Additive Stored Pressure Fire Extinguisher c/w LPCB Approval, Fire Rating : 21A, Hose & Nozzle, Plastic Skirt, Hook Bracket 74, Carton Box, (Dwg No. 20801737) |  |  |  | 2080173700000 | 0300010000000 | 1.0000 | nos. |  | 1.1 Portable Ext - Complete Assembly
[2080173700000] 9 Liter Water Additive Stored Pressure Fire Extinguisher c/w LPCB Approval, Fire Rating : 21A, Hose & Nozzle, Plastic Skirt, Hook Bracket 74, Carton Box, (Dwg No. 20801737) |  |  |  | 2080173700000 | 0306580000000 | 1.0000 | nos. |  | 1.1 Portable Ext - Complete Assembly
[2080173700000] 9 Liter Water Additive Stored Pressure Fire Extinguisher c/w LPCB Approval, Fire Rating : 21A, Hose & Nozzle, Plastic Skirt, Hook Bracket 74, Carton Box, (Dwg No. 20801737) |  |  |  | 2080173700000 | 0300290100000 | 1.0000 | nos. |  | 1.1 Portable Ext - Complete Assembly
[2080173700000] 9 Liter Water Additive Stored Pressure Fire Extinguisher c/w LPCB Approval, Fire Rating : 21A, Hose & Nozzle, Plastic Skirt, Hook Bracket 74, Carton Box, (Dwg No. 20801737) |  |  |  | 2080173700000 | 0305150000000 | 1.0000 | nos. |  | 1.1 Portable Ext - Complete Assembly
[2080173700000] 9 Liter Water Additive Stored Pressure Fire Extinguisher c/w LPCB Approval, Fire Rating : 21A, Hose & Nozzle, Plastic Skirt, Hook Bracket 74, Carton Box, (Dwg No. 20801737) |  |  |  | 2080173700000 | 0300690000000 | 0.1100 | m3 |  | 1.1 Portable Ext - Complete Assembly
[2080173700000] 9 Liter Water Additive Stored Pressure Fire Extinguisher c/w LPCB Approval, Fire Rating : 21A, Hose & Nozzle, Plastic Skirt, Hook Bracket 74, Carton Box, (Dwg No. 20801737) |  |  |  | 2080173700000 | 0313270000000 | 1.0000 | nos. |  | 1.1 Portable Ext - Complete Assembly
[2080173700000] 9 Liter Water Additive Stored Pressure Fire Extinguisher c/w LPCB Approval, Fire Rating : 21A, Hose & Nozzle, Plastic Skirt, Hook Bracket 74, Carton Box, (Dwg No. 20801737) |  |  |  | 2080173700000 | 0301120200000 | 1.3500 | ltr |  | 1.1 Portable Ext - Complete Assembly
[2080173700000] 9 Liter Water Additive Stored Pressure Fire Extinguisher c/w LPCB Approval, Fire Rating : 21A, Hose & Nozzle, Plastic Skirt, Hook Bracket 74, Carton Box, (Dwg No. 20801737) |  |  |  | 2080173700000 | 0309820000000 | 1.0000 | nos. |  | 1.1 Portable Ext - Complete Assembly
[2080173900000] 9 Liter Foam Stored Pressure Fire Extinguisher c/w Blue Colour Band w/o Setsco Label, Fire Rating: 34A/233B, Hose & Foam Nozzle, Plastic Skirt, Hook Bracket 74, Carton Box |  |  |  | 2080173900000 | 0300010000000 | 1.0000 | nos. |  | 1.1 Portable Ext - Complete Assembly
[2080173900000] 9 Liter Foam Stored Pressure Fire Extinguisher c/w Blue Colour Band w/o Setsco Label, Fire Rating: 34A/233B, Hose & Foam Nozzle, Plastic Skirt, Hook Bracket 74, Carton Box |  |  |  | 2080173900000 | 0305150000000 | 1.0000 | nos. |  | 1.1 Portable Ext - Complete Assembly
[2080173900000] 9 Liter Foam Stored Pressure Fire Extinguisher c/w Blue Colour Band w/o Setsco Label, Fire Rating: 34A/233B, Hose & Foam Nozzle, Plastic Skirt, Hook Bracket 74, Carton Box |  |  |  | 2080173900000 | 0313270000000 | 1.0000 | nos. |  | 1.1 Portable Ext - Complete Assembly
[2080173900000] 9 Liter Foam Stored Pressure Fire Extinguisher c/w Blue Colour Band w/o Setsco Label, Fire Rating: 34A/233B, Hose & Foam Nozzle, Plastic Skirt, Hook Bracket 74, Carton Box |  |  |  | 2080173900000 | 0300690000000 | 0.1100 | m3 |  | 1.1 Portable Ext - Complete Assembly
[2080173900000] 9 Liter Foam Stored Pressure Fire Extinguisher c/w Blue Colour Band w/o Setsco Label, Fire Rating: 34A/233B, Hose & Foam Nozzle, Plastic Skirt, Hook Bracket 74, Carton Box |  |  |  | 2080173900000 | 0315160000000 | 1.0000 | nos. |  | 1.1 Portable Ext - Complete Assembly
[2080173900000] 9 Liter Foam Stored Pressure Fire Extinguisher c/w Blue Colour Band w/o Setsco Label, Fire Rating: 34A/233B, Hose & Foam Nozzle, Plastic Skirt, Hook Bracket 74, Carton Box |  |  |  | 2080173900000 | 0316810000000 | 0.0900 | ltr |  | 1.1 Portable Ext - Complete Assembly
[2080173900000] 9 Liter Foam Stored Pressure Fire Extinguisher c/w Blue Colour Band w/o Setsco Label, Fire Rating: 34A/233B, Hose & Foam Nozzle, Plastic Skirt, Hook Bracket 74, Carton Box |  |  |  | 2080173900000 | 0302170000000 | 1.0000 | nos. |  | 1.1 Portable Ext - Complete Assembly
[2080173900000] 9 Liter Foam Stored Pressure Fire Extinguisher c/w Blue Colour Band w/o Setsco Label, Fire Rating: 34A/233B, Hose & Foam Nozzle, Plastic Skirt, Hook Bracket 74, Carton Box |  |  |  | 2080173900000 | 0309820000000 | 1.0000 | nos. |  | 1.1 Portable Ext - Complete Assembly
[2080173900000] 9 Liter Foam Stored Pressure Fire Extinguisher c/w Blue Colour Band w/o Setsco Label, Fire Rating: 34A/233B, Hose & Foam Nozzle, Plastic Skirt, Hook Bracket 74, Carton Box |  |  |  | 2080173900000 | 0306580000000 | 1.0000 | nos. |  | 1.1 Portable Ext - Complete Assembly
[2080173900000] 9 Liter Foam Stored Pressure Fire Extinguisher c/w Blue Colour Band w/o Setsco Label, Fire Rating: 34A/233B, Hose & Foam Nozzle, Plastic Skirt, Hook Bracket 74, Carton Box |  |  |  | 2080173900000 | 0316820000000 | 1.3500 | ltr |  | 1.1 Portable Ext - Complete Assembly
[2080173900000] 9 Liter Foam Stored Pressure Fire Extinguisher c/w Blue Colour Band w/o Setsco Label, Fire Rating: 34A/233B, Hose & Foam Nozzle, Plastic Skirt, Hook Bracket 74, Carton Box |  |  |  | 2080173900000 | 0301920000000 | 1.0000 | nos. |  | 1.1 Portable Ext - Complete Assembly
[2080173900000] 9 Liter Foam Stored Pressure Fire Extinguisher c/w Blue Colour Band w/o Setsco Label, Fire Rating: 34A/233B, Hose & Foam Nozzle, Plastic Skirt, Hook Bracket 74, Carton Box |  |  |  | 2080173900000 | 0300280000000 | 1.0000 | nos. |  | 1.1 Portable Ext - Complete Assembly
[2080173900000] 9 Liter Foam Stored Pressure Fire Extinguisher c/w Blue Colour Band w/o Setsco Label, Fire Rating: 34A/233B, Hose & Foam Nozzle, Plastic Skirt, Hook Bracket 74, Carton Box |  |  |  | 2080173900000 | 0300680100000 | 1.0000 | nos. |  | 1.1 Portable Ext - Complete Assembly
[2080232900000] 20kg CO2 Stored Pressure Trolley Fire Ext c/w LPCB, Fire Rating : 89B c/w 6m High Pressure Hose & Controllable Discharge Valve With Horn (Dwg No. 20802329) |  |  |  | 2080232900000 | 0302391200000 | 1.0000 | nos. |  | 1.2 Trolley Ext - Complete Assembly
[2080232900000] 20kg CO2 Stored Pressure Trolley Fire Ext c/w LPCB, Fire Rating : 89B c/w 6m High Pressure Hose & Controllable Discharge Valve With Horn (Dwg No. 20802329) |  |  |  | 2080232900000 | 0319500000000 | 4.0000 | set |  | 1.2 Trolley Ext - Complete Assembly
[2080232900000] 20kg CO2 Stored Pressure Trolley Fire Ext c/w LPCB, Fire Rating : 89B c/w 6m High Pressure Hose & Controllable Discharge Valve With Horn (Dwg No. 20802329) |  |  |  | 2080232900000 | 0300320000000 | 1.0000 | nos. |  | 1.2 Trolley Ext - Complete Assembly
[2080232900000] 20kg CO2 Stored Pressure Trolley Fire Ext c/w LPCB, Fire Rating : 89B c/w 6m High Pressure Hose & Controllable Discharge Valve With Horn (Dwg No. 20802329) |  |  |  | 2080232900000 | 0302390900000 | 1.0000 | nos. |  | 1.2 Trolley Ext - Complete Assembly
[2080232900000] 20kg CO2 Stored Pressure Trolley Fire Ext c/w LPCB, Fire Rating : 89B c/w 6m High Pressure Hose & Controllable Discharge Valve With Horn (Dwg No. 20802329) |  |  |  | 2080232900000 | 0304710000000 | 1.0000 | nos. |  | 1.2 Trolley Ext - Complete Assembly
[2080232900000] 20kg CO2 Stored Pressure Trolley Fire Ext c/w LPCB, Fire Rating : 89B c/w 6m High Pressure Hose & Controllable Discharge Valve With Horn (Dwg No. 20802329) |  |  |  | 2080232900000 | 0300040400000 | 1.0000 | nos. |  | 1.2 Trolley Ext - Complete Assembly
[2080232900000] 20kg CO2 Stored Pressure Trolley Fire Ext c/w LPCB, Fire Rating : 89B c/w 6m High Pressure Hose & Controllable Discharge Valve With Horn (Dwg No. 20802329) |  |  |  | 2080232900000 | 0313020000000 | 1.0000 | nos. |  | 1.2 Trolley Ext - Complete Assembly
[2080232900000] 20kg CO2 Stored Pressure Trolley Fire Ext c/w LPCB, Fire Rating : 89B c/w 6m High Pressure Hose & Controllable Discharge Valve With Horn (Dwg No. 20802329) |  |  |  | 2080232900000 | 0315170000000 | 1.0000 | nos. |  | 1.2 Trolley Ext - Complete Assembly
[2080232900001] 20kg CO2 Stored Pressure Trolley Fire Ext c/w SETSCO, Fire Rating : 89B c/w 6m High Pressure Hose & Controllable Discharge Valve With Horn (Dwg No. 20802329) |  |  |  | 2080232900001 | 0313020000000 | 1.0000 | nos. |  | 1.2 Trolley Ext - Complete Assembly
[2080232900001] 20kg CO2 Stored Pressure Trolley Fire Ext c/w SETSCO, Fire Rating : 89B c/w 6m High Pressure Hose & Controllable Discharge Valve With Horn (Dwg No. 20802329) |  |  |  | 2080232900001 | 0300320000000 | 1.0000 | nos. |  | 1.2 Trolley Ext - Complete Assembly
[2080232900001] 20kg CO2 Stored Pressure Trolley Fire Ext c/w SETSCO, Fire Rating : 89B c/w 6m High Pressure Hose & Controllable Discharge Valve With Horn (Dwg No. 20802329) |  |  |  | 2080232900001 | 0319500000000 | 4.0000 | set |  | 1.2 Trolley Ext - Complete Assembly
[2080232900001] 20kg CO2 Stored Pressure Trolley Fire Ext c/w SETSCO, Fire Rating : 89B c/w 6m High Pressure Hose & Controllable Discharge Valve With Horn (Dwg No. 20802329) |  |  |  | 2080232900001 | 0300040400000 | 1.0000 | nos. |  | 1.2 Trolley Ext - Complete Assembly
[2080232900001] 20kg CO2 Stored Pressure Trolley Fire Ext c/w SETSCO, Fire Rating : 89B c/w 6m High Pressure Hose & Controllable Discharge Valve With Horn (Dwg No. 20802329) |  |  |  | 2080232900001 | 0302391200000 | 1.0000 | nos. |  | 1.2 Trolley Ext - Complete Assembly
[2080232900001] 20kg CO2 Stored Pressure Trolley Fire Ext c/w SETSCO, Fire Rating : 89B c/w 6m High Pressure Hose & Controllable Discharge Valve With Horn (Dwg No. 20802329) |  |  |  | 2080232900001 | 0304710000000 | 1.0000 | nos. |  | 1.2 Trolley Ext - Complete Assembly
[2080232900001] 20kg CO2 Stored Pressure Trolley Fire Ext c/w SETSCO, Fire Rating : 89B c/w 6m High Pressure Hose & Controllable Discharge Valve With Horn (Dwg No. 20802329) |  |  |  | 2080232900001 | 0302390900000 | 1.0000 | nos. |  | 1.2 Trolley Ext - Complete Assembly
[2080232900001] 20kg CO2 Stored Pressure Trolley Fire Ext c/w SETSCO, Fire Rating : 89B c/w 6m High Pressure Hose & Controllable Discharge Valve With Horn (Dwg No. 20802329) |  |  |  | 2080232900001 | 0315170000000 | 1.0000 | nos. |  | 1.2 Trolley Ext - Complete Assembly
[2080232900002] 20kg CO2 Stored Pressure Trolley Fire Ext c/w LPCB, Arabic Wordings, Fire Rating : 89B c/w 6m High Pressure Hose & Controllable Discharge Valve With Horn, (Dwg No. 20802329) |  |  |  | 2080232900002 | 0302390900000 | 1.0000 | nos. |  | 1.2 Trolley Ext - Complete Assembly
[2080232900002] 20kg CO2 Stored Pressure Trolley Fire Ext c/w LPCB, Arabic Wordings, Fire Rating : 89B c/w 6m High Pressure Hose & Controllable Discharge Valve With Horn, (Dwg No. 20802329) |  |  |  | 2080232900002 | 0315170000000 | 1.0000 | nos. |  | 1.2 Trolley Ext - Complete Assembly
[2080232900002] 20kg CO2 Stored Pressure Trolley Fire Ext c/w LPCB, Arabic Wordings, Fire Rating : 89B c/w 6m High Pressure Hose & Controllable Discharge Valve With Horn, (Dwg No. 20802329) |  |  |  | 2080232900002 | 0300320000000 | 1.0000 | nos. |  | 1.2 Trolley Ext - Complete Assembly
[2080232900002] 20kg CO2 Stored Pressure Trolley Fire Ext c/w LPCB, Arabic Wordings, Fire Rating : 89B c/w 6m High Pressure Hose & Controllable Discharge Valve With Horn, (Dwg No. 20802329) |  |  |  | 2080232900002 | 0313020000000 | 1.0000 | nos. |  | 1.2 Trolley Ext - Complete Assembly
[2080232900002] 20kg CO2 Stored Pressure Trolley Fire Ext c/w LPCB, Arabic Wordings, Fire Rating : 89B c/w 6m High Pressure Hose & Controllable Discharge Valve With Horn, (Dwg No. 20802329) |  |  |  | 2080232900002 | 0319500000000 | 4.0000 | set |  | 1.2 Trolley Ext - Complete Assembly
[2080232900002] 20kg CO2 Stored Pressure Trolley Fire Ext c/w LPCB, Arabic Wordings, Fire Rating : 89B c/w 6m High Pressure Hose & Controllable Discharge Valve With Horn, (Dwg No. 20802329) |  |  |  | 2080232900002 | 0304710100000 | 1.0000 | nos. |  | 1.2 Trolley Ext - Complete Assembly
[2080232900002] 20kg CO2 Stored Pressure Trolley Fire Ext c/w LPCB, Arabic Wordings, Fire Rating : 89B c/w 6m High Pressure Hose & Controllable Discharge Valve With Horn, (Dwg No. 20802329) |  |  |  | 2080232900002 | 0302391200000 | 1.0000 | nos. |  | 1.2 Trolley Ext - Complete Assembly
[2080232900002] 20kg CO2 Stored Pressure Trolley Fire Ext c/w LPCB, Arabic Wordings, Fire Rating : 89B c/w 6m High Pressure Hose & Controllable Discharge Valve With Horn, (Dwg No. 20802329) |  |  |  | 2080232900002 | 0300040400000 | 1.0000 | nos. |  | 1.2 Trolley Ext - Complete Assembly
[2080233000000] 30kg CO2 Stored Pressure Trolley Fire Ext c/w LPCB, Fire Rating : 113B c/w 6m High Pressure Hose & Controllable Discharge Valve With Horn (Dwg No. 20802330) |  |  |  | 2080233000000 | 0300320000000 | 1.0000 | nos. |  | 1.2 Trolley Ext - Complete Assembly
[2080233000000] 30kg CO2 Stored Pressure Trolley Fire Ext c/w LPCB, Fire Rating : 113B c/w 6m High Pressure Hose & Controllable Discharge Valve With Horn (Dwg No. 20802330) |  |  |  | 2080233000000 | 0302391100000 | 1.0000 | nos. |  | 1.2 Trolley Ext - Complete Assembly
[2080233000000] 30kg CO2 Stored Pressure Trolley Fire Ext c/w LPCB, Fire Rating : 113B c/w 6m High Pressure Hose & Controllable Discharge Valve With Horn (Dwg No. 20802330) |  |  |  | 2080233000000 | 0302390900000 | 1.0000 | nos. |  | 1.2 Trolley Ext - Complete Assembly
[2080233000000] 30kg CO2 Stored Pressure Trolley Fire Ext c/w LPCB, Fire Rating : 113B c/w 6m High Pressure Hose & Controllable Discharge Valve With Horn (Dwg No. 20802330) |  |  |  | 2080233000000 | 0322920000000 | 1.0000 | nos. |  | 1.2 Trolley Ext - Complete Assembly
[2080233000000] 30kg CO2 Stored Pressure Trolley Fire Ext c/w LPCB, Fire Rating : 113B c/w 6m High Pressure Hose & Controllable Discharge Valve With Horn (Dwg No. 20802330) |  |  |  | 2080233000000 | 0313020000000 | 1.0000 | nos. |  | 1.2 Trolley Ext - Complete Assembly
[2080233000000] 30kg CO2 Stored Pressure Trolley Fire Ext c/w LPCB, Fire Rating : 113B c/w 6m High Pressure Hose & Controllable Discharge Valve With Horn (Dwg No. 20802330) |  |  |  | 2080233000000 | 0300040400000 | 1.0000 | nos. |  | 1.2 Trolley Ext - Complete Assembly
[2080233000000] 30kg CO2 Stored Pressure Trolley Fire Ext c/w LPCB, Fire Rating : 113B c/w 6m High Pressure Hose & Controllable Discharge Valve With Horn (Dwg No. 20802330) |  |  |  | 2080233000000 | 0315170000000 | 1.0000 | nos. |  | 1.2 Trolley Ext - Complete Assembly
[2080233000000] 30kg CO2 Stored Pressure Trolley Fire Ext c/w LPCB, Fire Rating : 113B c/w 6m High Pressure Hose & Controllable Discharge Valve With Horn (Dwg No. 20802330) |  |  |  | 2080233000000 | 0319500000000 | 4.0000 | set |  | 1.2 Trolley Ext - Complete Assembly
[2080233000001] 30kg CO2 Stored Pressure Trolley Fire Ext c/w SETSCO, Fire Rating : 113B c/w 6m High Pressure Hose & Controllable Discharge Valve With Horn (Dwg No. 20802330) |  |  |  | 2080233000001 | 0322920000000 | 1.0000 | nos. |  | 1.2 Trolley Ext - Complete Assembly
[2080233000001] 30kg CO2 Stored Pressure Trolley Fire Ext c/w SETSCO, Fire Rating : 113B c/w 6m High Pressure Hose & Controllable Discharge Valve With Horn (Dwg No. 20802330) |  |  |  | 2080233000001 | 0302391100000 | 1.0000 | nos. |  | 1.2 Trolley Ext - Complete Assembly
[2080233000001] 30kg CO2 Stored Pressure Trolley Fire Ext c/w SETSCO, Fire Rating : 113B c/w 6m High Pressure Hose & Controllable Discharge Valve With Horn (Dwg No. 20802330) |  |  |  | 2080233000001 | 0319500000000 | 4.0000 | set |  | 1.2 Trolley Ext - Complete Assembly
[2080233000001] 30kg CO2 Stored Pressure Trolley Fire Ext c/w SETSCO, Fire Rating : 113B c/w 6m High Pressure Hose & Controllable Discharge Valve With Horn (Dwg No. 20802330) |  |  |  | 2080233000001 | 0300320000000 | 1.0000 | nos. |  | 1.2 Trolley Ext - Complete Assembly
[2080233000001] 30kg CO2 Stored Pressure Trolley Fire Ext c/w SETSCO, Fire Rating : 113B c/w 6m High Pressure Hose & Controllable Discharge Valve With Horn (Dwg No. 20802330) |  |  |  | 2080233000001 | 0313020000000 | 1.0000 | nos. |  | 1.2 Trolley Ext - Complete Assembly
[2080233000001] 30kg CO2 Stored Pressure Trolley Fire Ext c/w SETSCO, Fire Rating : 113B c/w 6m High Pressure Hose & Controllable Discharge Valve With Horn (Dwg No. 20802330) |  |  |  | 2080233000001 | 0302390900000 | 1.0000 | nos. |  | 1.2 Trolley Ext - Complete Assembly
[2080233000001] 30kg CO2 Stored Pressure Trolley Fire Ext c/w SETSCO, Fire Rating : 113B c/w 6m High Pressure Hose & Controllable Discharge Valve With Horn (Dwg No. 20802330) |  |  |  | 2080233000001 | 0300040400000 | 1.0000 | nos. |  | 1.2 Trolley Ext - Complete Assembly
[2080233000001] 30kg CO2 Stored Pressure Trolley Fire Ext c/w SETSCO, Fire Rating : 113B c/w 6m High Pressure Hose & Controllable Discharge Valve With Horn (Dwg No. 20802330) |  |  |  | 2080233000001 | 0315170000000 | 1.0000 | nos. |  | 1.2 Trolley Ext - Complete Assembly
[2080233000002] 30kg CO2 Stored Pressure Trolley Fire Ext c/w LPCB, Arabic Wordings, Fire Rating : 113B c/w 6m High Pressure Hose & Controllable Discharge Valve With Horn, (Dwg No. 20802330) |  |  |  | 2080233000002 | 0313020000000 | 1.0000 | nos. |  | 1.2 Trolley Ext - Complete Assembly
[2080233000002] 30kg CO2 Stored Pressure Trolley Fire Ext c/w LPCB, Arabic Wordings, Fire Rating : 113B c/w 6m High Pressure Hose & Controllable Discharge Valve With Horn, (Dwg No. 20802330) |  |  |  | 2080233000002 | 0300040400000 | 1.0000 | nos. |  | 1.2 Trolley Ext - Complete Assembly
[2080233000002] 30kg CO2 Stored Pressure Trolley Fire Ext c/w LPCB, Arabic Wordings, Fire Rating : 113B c/w 6m High Pressure Hose & Controllable Discharge Valve With Horn, (Dwg No. 20802330) |  |  |  | 2080233000002 | 0315170000000 | 1.0000 | nos. |  | 1.2 Trolley Ext - Complete Assembly
[2080233000002] 30kg CO2 Stored Pressure Trolley Fire Ext c/w LPCB, Arabic Wordings, Fire Rating : 113B c/w 6m High Pressure Hose & Controllable Discharge Valve With Horn, (Dwg No. 20802330) |  |  |  | 2080233000002 | 0302391100000 | 1.0000 | nos. |  | 1.2 Trolley Ext - Complete Assembly
[2080233000002] 30kg CO2 Stored Pressure Trolley Fire Ext c/w LPCB, Arabic Wordings, Fire Rating : 113B c/w 6m High Pressure Hose & Controllable Discharge Valve With Horn, (Dwg No. 20802330) |  |  |  | 2080233000002 | 0300320000000 | 1.0000 | nos. |  | 1.2 Trolley Ext - Complete Assembly
[2080233000002] 30kg CO2 Stored Pressure Trolley Fire Ext c/w LPCB, Arabic Wordings, Fire Rating : 113B c/w 6m High Pressure Hose & Controllable Discharge Valve With Horn, (Dwg No. 20802330) |  |  |  | 2080233000002 | 0302390900000 | 1.0000 | nos. |  | 1.2 Trolley Ext - Complete Assembly
[2080233000002] 30kg CO2 Stored Pressure Trolley Fire Ext c/w LPCB, Arabic Wordings, Fire Rating : 113B c/w 6m High Pressure Hose & Controllable Discharge Valve With Horn, (Dwg No. 20802330) |  |  |  | 2080233000002 | 0322920100000 | 1.0000 | nos. |  | 1.2 Trolley Ext - Complete Assembly
[2080233000002] 30kg CO2 Stored Pressure Trolley Fire Ext c/w LPCB, Arabic Wordings, Fire Rating : 113B c/w 6m High Pressure Hose & Controllable Discharge Valve With Horn, (Dwg No. 20802330) |  |  |  | 2080233000002 | 0319500000000 | 4.0000 | set |  | 1.2 Trolley Ext - Complete Assembly
[2080233023001] 30kg CO2 Stored Pressure Trolley Fire Ext c/w LPCB, Fire Rating : 113B c/w 6m High Pressure Hose & Controllable Discharge Valve With 4ft Applicator (Dwg No. 20802330) |  |  |  | 2080233023001 | 0302390923001 | 1.0000 | nos. |  | 1.2 Trolley Ext - Complete Assembly
[2080233023001] 30kg CO2 Stored Pressure Trolley Fire Ext c/w LPCB, Fire Rating : 113B c/w 6m High Pressure Hose & Controllable Discharge Valve With 4ft Applicator (Dwg No. 20802330) |  |  |  | 2080233023001 | 0324014400000 | 1.0000 | nos. |  | 1.2 Trolley Ext - Complete Assembly
[2080233023001] 30kg CO2 Stored Pressure Trolley Fire Ext c/w LPCB, Fire Rating : 113B c/w 6m High Pressure Hose & Controllable Discharge Valve With 4ft Applicator (Dwg No. 20802330) |  |  |  | 2080233023001 | 0300320000000 | 1.0000 | nos. |  | 1.2 Trolley Ext - Complete Assembly
[2080233023001] 30kg CO2 Stored Pressure Trolley Fire Ext c/w LPCB, Fire Rating : 113B c/w 6m High Pressure Hose & Controllable Discharge Valve With 4ft Applicator (Dwg No. 20802330) |  |  |  | 2080233023001 | 0315170000000 | 1.0000 | nos. |  | 1.2 Trolley Ext - Complete Assembly
[2080233023001] 30kg CO2 Stored Pressure Trolley Fire Ext c/w LPCB, Fire Rating : 113B c/w 6m High Pressure Hose & Controllable Discharge Valve With 4ft Applicator (Dwg No. 20802330) |  |  |  | 2080233023001 | 0319500000000 | 4.0000 | set |  | 1.2 Trolley Ext - Complete Assembly
[2080233023001] 30kg CO2 Stored Pressure Trolley Fire Ext c/w LPCB, Fire Rating : 113B c/w 6m High Pressure Hose & Controllable Discharge Valve With 4ft Applicator (Dwg No. 20802330) |  |  |  | 2080233023001 | 0302391100000 | 1.0000 | nos. |  | 1.2 Trolley Ext - Complete Assembly
[2080233023001] 30kg CO2 Stored Pressure Trolley Fire Ext c/w LPCB, Fire Rating : 113B c/w 6m High Pressure Hose & Controllable Discharge Valve With 4ft Applicator (Dwg No. 20802330) |  |  |  | 2080233023001 | 0322920000000 | 1.0000 | nos. |  | 1.2 Trolley Ext - Complete Assembly
[2080233100000] 9Kg CO2 Stored Pressure Fire Extinguisher c/w 600mm Hose & Horn, Hook Bracket, Carton Box |  |  |  | 2080233100000 | 0305160000000 | 1.0000 | nos. |  | 1.1 Portable Ext - Complete Assembly
[2080233100000] 9Kg CO2 Stored Pressure Fire Extinguisher c/w 600mm Hose & Horn, Hook Bracket, Carton Box |  |  |  | 2080233100000 | 0300920000000 | 1.0000 | nos. |  | 1.1 Portable Ext - Complete Assembly
[2080233100000] 9Kg CO2 Stored Pressure Fire Extinguisher c/w 600mm Hose & Horn, Hook Bracket, Carton Box |  |  |  | 2080233100000 | 0302180000000 | 1.0000 | nos. |  | 1.1 Portable Ext - Complete Assembly
[2080233100000] 9Kg CO2 Stored Pressure Fire Extinguisher c/w 600mm Hose & Horn, Hook Bracket, Carton Box |  |  |  | 2080233100000 | 0304550000000 | 1.0000 | nos. |  | 1.1 Portable Ext - Complete Assembly
[2080233100000] 9Kg CO2 Stored Pressure Fire Extinguisher c/w 600mm Hose & Horn, Hook Bracket, Carton Box |  |  |  | 2080233100000 | 0301130300000 | 1.0000 | nos. |  | 1.1 Portable Ext - Complete Assembly
[2080250000000] 6 Liter Foam Stored Pressure Fire Extinguisher w/o Setsco Label, Fire Rating: 8A/113B, Hose & Foam Nozzle, Plastic Skirt, Hook Bracket 74, (Dwg No. 20802500) |  |  |  | 2080250000000 | 0315180000000 | 1.0000 | nos. |  | 1.1 Portable Ext - Complete Assembly
[2080250000000] 6 Liter Foam Stored Pressure Fire Extinguisher w/o Setsco Label, Fire Rating: 8A/113B, Hose & Foam Nozzle, Plastic Skirt, Hook Bracket 74, (Dwg No. 20802500) |  |  |  | 2080250000000 | 0300690000000 | 0.1100 | m3 |  | 1.1 Portable Ext - Complete Assembly
[2080250000000] 6 Liter Foam Stored Pressure Fire Extinguisher w/o Setsco Label, Fire Rating: 8A/113B, Hose & Foam Nozzle, Plastic Skirt, Hook Bracket 74, (Dwg No. 20802500) |  |  |  | 2080250000000 | 0306580000000 | 1.0000 | nos. |  | 1.1 Portable Ext - Complete Assembly
[2080250000000] 6 Liter Foam Stored Pressure Fire Extinguisher w/o Setsco Label, Fire Rating: 8A/113B, Hose & Foam Nozzle, Plastic Skirt, Hook Bracket 74, (Dwg No. 20802500) |  |  |  | 2080250000000 | 0300010000000 | 1.0000 | nos. |  | 1.1 Portable Ext - Complete Assembly
[2080250000000] 6 Liter Foam Stored Pressure Fire Extinguisher w/o Setsco Label, Fire Rating: 8A/113B, Hose & Foam Nozzle, Plastic Skirt, Hook Bracket 74, (Dwg No. 20802500) |  |  |  | 2080250000000 | 0302170000000 | 1.0000 | nos. |  | 1.1 Portable Ext - Complete Assembly
[2080250000000] 6 Liter Foam Stored Pressure Fire Extinguisher w/o Setsco Label, Fire Rating: 8A/113B, Hose & Foam Nozzle, Plastic Skirt, Hook Bracket 74, (Dwg No. 20802500) |  |  |  | 2080250000000 | 0300680300000 | 1.0000 | nos. |  | 1.1 Portable Ext - Complete Assembly
[2080250000000] 6 Liter Foam Stored Pressure Fire Extinguisher w/o Setsco Label, Fire Rating: 8A/113B, Hose & Foam Nozzle, Plastic Skirt, Hook Bracket 74, (Dwg No. 20802500) |  |  |  | 2080250000000 | 0315250000000 | 1.0000 | nos. |  | 1.1 Portable Ext - Complete Assembly
[2080250000000] 6 Liter Foam Stored Pressure Fire Extinguisher w/o Setsco Label, Fire Rating: 8A/113B, Hose & Foam Nozzle, Plastic Skirt, Hook Bracket 74, (Dwg No. 20802500) |  |  |  | 2080250000000 | 0309800000000 | 1.0000 | nos. |  | 1.1 Portable Ext - Complete Assembly
[2080250000000] 6 Liter Foam Stored Pressure Fire Extinguisher w/o Setsco Label, Fire Rating: 8A/113B, Hose & Foam Nozzle, Plastic Skirt, Hook Bracket 74, (Dwg No. 20802500) |  |  |  | 2080250000000 | 0301120100000 | 0.0600 | ltr |  | 1.1 Portable Ext - Complete Assembly
[2080250000000] 6 Liter Foam Stored Pressure Fire Extinguisher w/o Setsco Label, Fire Rating: 8A/113B, Hose & Foam Nozzle, Plastic Skirt, Hook Bracket 74, (Dwg No. 20802500) |  |  |  | 2080250000000 | 0301920000000 | 1.0000 | nos. |  | 1.1 Portable Ext - Complete Assembly
[2080250000000] 6 Liter Foam Stored Pressure Fire Extinguisher w/o Setsco Label, Fire Rating: 8A/113B, Hose & Foam Nozzle, Plastic Skirt, Hook Bracket 74, (Dwg No. 20802500) |  |  |  | 2080250000000 | 0300280000000 | 1.0000 | nos. |  | 1.1 Portable Ext - Complete Assembly
[2080250200000] 6 Liter Water Stored Pressure Fire Extinguisher, C/w LPCB Approval, Fire Rating : 8A, Hose & Nozzle, Plastic Skirt, Hook Bracket 74, Carton Box, (Dwg No. 20802502) |  |  |  | 2080250200000 | 0309800000000 | 1.0000 | nos. |  | 1.1 Portable Ext - Complete Assembly
[2080250200000] 6 Liter Water Stored Pressure Fire Extinguisher, C/w LPCB Approval, Fire Rating : 8A, Hose & Nozzle, Plastic Skirt, Hook Bracket 74, Carton Box, (Dwg No. 20802502) |  |  |  | 2080250200000 | 0319540000000 | 1.0000 | nos. |  | 1.1 Portable Ext - Complete Assembly
[2080250200000] 6 Liter Water Stored Pressure Fire Extinguisher, C/w LPCB Approval, Fire Rating : 8A, Hose & Nozzle, Plastic Skirt, Hook Bracket 74, Carton Box, (Dwg No. 20802502) |  |  |  | 2080250200000 | 0300690000000 | 0.1100 | m3 |  | 1.1 Portable Ext - Complete Assembly
[2080250200000] 6 Liter Water Stored Pressure Fire Extinguisher, C/w LPCB Approval, Fire Rating : 8A, Hose & Nozzle, Plastic Skirt, Hook Bracket 74, Carton Box, (Dwg No. 20802502) |  |  |  | 2080250200000 | 0302170000000 | 1.0000 | nos. |  | 1.1 Portable Ext - Complete Assembly
[2080250200000] 6 Liter Water Stored Pressure Fire Extinguisher, C/w LPCB Approval, Fire Rating : 8A, Hose & Nozzle, Plastic Skirt, Hook Bracket 74, Carton Box, (Dwg No. 20802502) |  |  |  | 2080250200000 | 0315250000000 | 1.0000 | nos. |  | 1.1 Portable Ext - Complete Assembly
[2080250200000] 6 Liter Water Stored Pressure Fire Extinguisher, C/w LPCB Approval, Fire Rating : 8A, Hose & Nozzle, Plastic Skirt, Hook Bracket 74, Carton Box, (Dwg No. 20802502) |  |  |  | 2080250200000 | 0300010000000 | 1.0000 | nos. |  | 1.1 Portable Ext - Complete Assembly
[2080250200000] 6 Liter Water Stored Pressure Fire Extinguisher, C/w LPCB Approval, Fire Rating : 8A, Hose & Nozzle, Plastic Skirt, Hook Bracket 74, Carton Box, (Dwg No. 20802502) |  |  |  | 2080250200000 | 0305140000000 | 1.0000 | nos. |  | 1.1 Portable Ext - Complete Assembly
[2080250200000] 6 Liter Water Stored Pressure Fire Extinguisher, C/w LPCB Approval, Fire Rating : 8A, Hose & Nozzle, Plastic Skirt, Hook Bracket 74, Carton Box, (Dwg No. 20802502) |  |  |  | 2080250200000 | 0306580000000 | 1.0000 | nos. |  | 1.1 Portable Ext - Complete Assembly
[2080251400000] 6 Liter Foam Stored Pressure Fire Extinguisher c/w LPCB Approval, Fire Rating: 8A/113B, Hose & Foam Nozzle, Plastic Skirt, Hook Bracket 74, Carton Box, (Dwg No. 20802500) |  |  |  | 2080251400000 | 0301920000000 | 1.0000 | nos. |  | 1.1 Portable Ext - Complete Assembly
[2080251400000] 6 Liter Foam Stored Pressure Fire Extinguisher c/w LPCB Approval, Fire Rating: 8A/113B, Hose & Foam Nozzle, Plastic Skirt, Hook Bracket 74, Carton Box, (Dwg No. 20802500) |  |  |  | 2080251400000 | 0300690000000 | 0.1100 | m3 |  | 1.1 Portable Ext - Complete Assembly
[2080251400000] 6 Liter Foam Stored Pressure Fire Extinguisher c/w LPCB Approval, Fire Rating: 8A/113B, Hose & Foam Nozzle, Plastic Skirt, Hook Bracket 74, Carton Box, (Dwg No. 20802500) |  |  |  | 2080251400000 | 0309800000000 | 1.0000 | nos. |  | 1.1 Portable Ext - Complete Assembly
[2080251400000] 6 Liter Foam Stored Pressure Fire Extinguisher c/w LPCB Approval, Fire Rating: 8A/113B, Hose & Foam Nozzle, Plastic Skirt, Hook Bracket 74, Carton Box, (Dwg No. 20802500) |  |  |  | 2080251400000 | 0300680300000 | 1.0000 | nos. |  | 1.1 Portable Ext - Complete Assembly
[2080251400000] 6 Liter Foam Stored Pressure Fire Extinguisher c/w LPCB Approval, Fire Rating: 8A/113B, Hose & Foam Nozzle, Plastic Skirt, Hook Bracket 74, Carton Box, (Dwg No. 20802500) |  |  |  | 2080251400000 | 0302170000000 | 1.0000 | nos. |  | 1.1 Portable Ext - Complete Assembly
[2080251400000] 6 Liter Foam Stored Pressure Fire Extinguisher c/w LPCB Approval, Fire Rating: 8A/113B, Hose & Foam Nozzle, Plastic Skirt, Hook Bracket 74, Carton Box, (Dwg No. 20802500) |  |  |  | 2080251400000 | 0301120100000 | 0.0600 | ltr |  | 1.1 Portable Ext - Complete Assembly
[2080251400000] 6 Liter Foam Stored Pressure Fire Extinguisher c/w LPCB Approval, Fire Rating: 8A/113B, Hose & Foam Nozzle, Plastic Skirt, Hook Bracket 74, Carton Box, (Dwg No. 20802500) |  |  |  | 2080251400000 | 0306580000000 | 1.0000 | nos. |  | 1.1 Portable Ext - Complete Assembly
[2080251400000] 6 Liter Foam Stored Pressure Fire Extinguisher c/w LPCB Approval, Fire Rating: 8A/113B, Hose & Foam Nozzle, Plastic Skirt, Hook Bracket 74, Carton Box, (Dwg No. 20802500) |  |  |  | 2080251400000 | 0315180000000 | 1.0000 | nos. |  | 1.1 Portable Ext - Complete Assembly
[2080251400000] 6 Liter Foam Stored Pressure Fire Extinguisher c/w LPCB Approval, Fire Rating: 8A/113B, Hose & Foam Nozzle, Plastic Skirt, Hook Bracket 74, Carton Box, (Dwg No. 20802500) |  |  |  | 2080251400000 | 0300010000000 | 1.0000 | nos. |  | 1.1 Portable Ext - Complete Assembly
[2080251400000] 6 Liter Foam Stored Pressure Fire Extinguisher c/w LPCB Approval, Fire Rating: 8A/113B, Hose & Foam Nozzle, Plastic Skirt, Hook Bracket 74, Carton Box, (Dwg No. 20802500) |  |  |  | 2080251400000 | 0300280000000 | 1.0000 | nos. |  | 1.1 Portable Ext - Complete Assembly
[2080251400000] 6 Liter Foam Stored Pressure Fire Extinguisher c/w LPCB Approval, Fire Rating: 8A/113B, Hose & Foam Nozzle, Plastic Skirt, Hook Bracket 74, Carton Box, (Dwg No. 20802500) |  |  |  | 2080251400000 | 0305140000000 | 1.0000 | nos. |  | 1.1 Portable Ext - Complete Assembly
[2080251400000] 6 Liter Foam Stored Pressure Fire Extinguisher c/w LPCB Approval, Fire Rating: 8A/113B, Hose & Foam Nozzle, Plastic Skirt, Hook Bracket 74, Carton Box, (Dwg No. 20802500) |  |  |  | 2080251400000 | 0315250000000 | 1.0000 | nos. |  | 1.1 Portable Ext - Complete Assembly
[2080361400000] Automatic Halotron Fire Ext, 3Kg Direct System Complete With Diaphragm Pressure Switch, W/O Detection Tube, |  |  |  | 2080361400000 | 0318330700000 | 1.0000 | nos.
[2080361400000] Automatic Halotron Fire Ext, 3Kg Direct System Complete With Diaphragm Pressure Switch, W/O Detection Tube, |  |  |  | 2080361400000 | 0300980000000 | 3.0000 | kg
[2080361400000] Automatic Halotron Fire Ext, 3Kg Direct System Complete With Diaphragm Pressure Switch, W/O Detection Tube, |  |  |  | 2080361400000 | 0304700000000 | 1.0000 | nos.
[2080361400000] Automatic Halotron Fire Ext, 3Kg Direct System Complete With Diaphragm Pressure Switch, W/O Detection Tube, |  |  |  | 2080361400000 | 0301050000000 | 0.0800 | m3
[2080361400000] Automatic Halotron Fire Ext, 3Kg Direct System Complete With Diaphragm Pressure Switch, W/O Detection Tube, |  |  |  | 2080361400000 | 0303921400000 | 1.0000 | nos.
[2080361400000] Automatic Halotron Fire Ext, 3Kg Direct System Complete With Diaphragm Pressure Switch, W/O Detection Tube, |  |  |  | 2080361400000 | 0306650000000 | 1.0000 | nos.
[2080361500000] ,AUTOMATIC HALOTRON FIRE EXT, 4KG COMPLETE WITH DIAPHRAGM VALVE, W/O DETECTION TUBE, |  |  |  | 2080361500000 | 0318330700000 | 1.0000 | nos.
[2080361500000] ,AUTOMATIC HALOTRON FIRE EXT, 4KG COMPLETE WITH DIAPHRAGM VALVE, W/O DETECTION TUBE, |  |  |  | 2080361500000 | 0309780000000 | 1.0000 | nos.
[2080361500000] ,AUTOMATIC HALOTRON FIRE EXT, 4KG COMPLETE WITH DIAPHRAGM VALVE, W/O DETECTION TUBE, |  |  |  | 2080361500000 | 0304700000000 | 1.0000 | nos.
[2080361500000] ,AUTOMATIC HALOTRON FIRE EXT, 4KG COMPLETE WITH DIAPHRAGM VALVE, W/O DETECTION TUBE, |  |  |  | 2080361500000 | 0303910100000 | 1.0000 | nos.
[2080361500000] ,AUTOMATIC HALOTRON FIRE EXT, 4KG COMPLETE WITH DIAPHRAGM VALVE, W/O DETECTION TUBE, |  |  |  | 2080361500000 | 0301050000000 | 0.0800 | m3
[2080361500000] ,AUTOMATIC HALOTRON FIRE EXT, 4KG COMPLETE WITH DIAPHRAGM VALVE, W/O DETECTION TUBE, |  |  |  | 2080361500000 | 0300980000000 | 4.0000 | kg
[2080361600000] Automatic Halotron Fire Ext, 6Kg Direct System Complete With Diaphragm Pressure Switch, W/O Detection Tube, |  |  |  | 2080361600000 | 0301050000000 | 1.0000 | m3
[2080361600000] Automatic Halotron Fire Ext, 6Kg Direct System Complete With Diaphragm Pressure Switch, W/O Detection Tube, |  |  |  | 2080361600000 | 0309790000000 | 1.0000 | nos.
[2080361600000] Automatic Halotron Fire Ext, 6Kg Direct System Complete With Diaphragm Pressure Switch, W/O Detection Tube, |  |  |  | 2080361600000 | 0318330700000 | 1.0000 | nos.
[2080361600000] Automatic Halotron Fire Ext, 6Kg Direct System Complete With Diaphragm Pressure Switch, W/O Detection Tube, |  |  |  | 2080361600000 | 0323916000000 | 1.0000 | nos.
[2080361600000] Automatic Halotron Fire Ext, 6Kg Direct System Complete With Diaphragm Pressure Switch, W/O Detection Tube, |  |  |  | 2080361600000 | 0300980000000 | 6.0000 | kg
[2080361600000] Automatic Halotron Fire Ext, 6Kg Direct System Complete With Diaphragm Pressure Switch, W/O Detection Tube, |  |  |  | 2080361600000 | 0304700000000 | 1.0000 | nos.
[2080361700000] Automatic Halotron Fire Ext, 4Kg Direct System For Angle Installation Complete With Diaphragm Pressure Switch, W/O Detection Tube, |  |  |  | 2080361700000 | 0300980000000 | 4.0000 | kg
[2080361700000] Automatic Halotron Fire Ext, 4Kg Direct System For Angle Installation Complete With Diaphragm Pressure Switch, W/O Detection Tube, |  |  |  | 2080361700000 | 0309780000000 | 1.0000 | nos.
[2080361700000] Automatic Halotron Fire Ext, 4Kg Direct System For Angle Installation Complete With Diaphragm Pressure Switch, W/O Detection Tube, |  |  |  | 2080361700000 | 0303910200000 | 1.0000 | nos.
[2080361700000] Automatic Halotron Fire Ext, 4Kg Direct System For Angle Installation Complete With Diaphragm Pressure Switch, W/O Detection Tube, |  |  |  | 2080361700000 | 0301050000000 | 0.0800 | m3
[2080361700000] Automatic Halotron Fire Ext, 4Kg Direct System For Angle Installation Complete With Diaphragm Pressure Switch, W/O Detection Tube, |  |  |  | 2080361700000 | 0318330700000 | 1.0000 | nos.
[2080361700000] Automatic Halotron Fire Ext, 4Kg Direct System For Angle Installation Complete With Diaphragm Pressure Switch, W/O Detection Tube, |  |  |  | 2080361700000 | 0304700100000 | 1.0000 | nos.
[2080361800000] Automatic Halotron Fire Ext, 6Kg Direct System For Angle Installation Complete With Diaphragm Pressure Switch, W/O Detection Tube, |  |  |  | 2080361800000 | 0300980000000 | 6.0000 | kg
[2080361800000] Automatic Halotron Fire Ext, 6Kg Direct System For Angle Installation Complete With Diaphragm Pressure Switch, W/O Detection Tube, |  |  |  | 2080361800000 | 0304700100000 | 1.0000 | nos.
[2080361800000] Automatic Halotron Fire Ext, 6Kg Direct System For Angle Installation Complete With Diaphragm Pressure Switch, W/O Detection Tube, |  |  |  | 2080361800000 | 0303910300000 | 1.0000 | nos.
[2080361800000] Automatic Halotron Fire Ext, 6Kg Direct System For Angle Installation Complete With Diaphragm Pressure Switch, W/O Detection Tube, |  |  |  | 2080361800000 | 0318330700000 | 1.0000 | nos.
[2080361800000] Automatic Halotron Fire Ext, 6Kg Direct System For Angle Installation Complete With Diaphragm Pressure Switch, W/O Detection Tube, |  |  |  | 2080361800000 | 0301050000000 | 0.0800 | m3
[2080361800000] Automatic Halotron Fire Ext, 6Kg Direct System For Angle Installation Complete With Diaphragm Pressure Switch, W/O Detection Tube, |  |  |  | 2080361800000 | 0309790000000 | 1.0000 | nos.
[2080361900000] Automatic Halotron Fire Ext, 1Kg Direct System Complete Cw Detection Tube, |  |  |  | 2080361900000 | 0306610000000 | 1.0000 | nos. |  | 1.1 Portable Ext - Complete Assembly
[2080361900000] Automatic Halotron Fire Ext, 1Kg Direct System Complete Cw Detection Tube, |  |  |  | 2080361900000 | 0301050000000 | 0.0800 | m3 |  | 1.1 Portable Ext - Complete Assembly
[2080361900000] Automatic Halotron Fire Ext, 1Kg Direct System Complete Cw Detection Tube, |  |  |  | 2080361900000 | 0304700000000 | 1.0000 | nos. |  | 1.1 Portable Ext - Complete Assembly
[2080361900000] Automatic Halotron Fire Ext, 1Kg Direct System Complete Cw Detection Tube, |  |  |  | 2080361900000 | 0303900100000 | 1.0000 | nos. |  | 1.1 Portable Ext - Complete Assembly
[2080361900000] Automatic Halotron Fire Ext, 1Kg Direct System Complete Cw Detection Tube, |  |  |  | 2080361900000 | 0303650700000 | 1.0000 | coil |  | 1.1 Portable Ext - Complete Assembly
[2080361900000] Automatic Halotron Fire Ext, 1Kg Direct System Complete Cw Detection Tube, |  |  |  | 2080361900000 | 0303500000000 | 1.0000 | nos. |  | 1.1 Portable Ext - Complete Assembly
[2080361900000] Automatic Halotron Fire Ext, 1Kg Direct System Complete Cw Detection Tube, |  |  |  | 2080361900000 | 0300980000000 | 1.0000 | kg |  | 1.1 Portable Ext - Complete Assembly
[2080361900000] Automatic Halotron Fire Ext, 1Kg Direct System Complete Cw Detection Tube, |  |  |  | 2080361900000 | 0318331500000 | 1.0000 | set |  | 1.1 Portable Ext - Complete Assembly
[2080362000000] 6Kg Halotron I Automatic Fire Extinguisher (Vertical Type),,Red Color,,W/O Psb,,C/W Ceiling Bracket, Sprinkler Head 93 Degree, |  |  |  | 2080362000000 | 0300300000000 | 1.0000 | nos.
[2080362000000] 6Kg Halotron I Automatic Fire Extinguisher (Vertical Type),,Red Color,,W/O Psb,,C/W Ceiling Bracket, Sprinkler Head 93 Degree, |  |  |  | 2080362000000 | 0303460000000 | 1.0000 | nos.
[2080362000000] 6Kg Halotron I Automatic Fire Extinguisher (Vertical Type),,Red Color,,W/O Psb,,C/W Ceiling Bracket, Sprinkler Head 93 Degree, |  |  |  | 2080362000000 | 0323370100000 | 1.0000 | nos.
[2080362000000] 6Kg Halotron I Automatic Fire Extinguisher (Vertical Type),,Red Color,,W/O Psb,,C/W Ceiling Bracket, Sprinkler Head 93 Degree, |  |  |  | 2080362000000 | 0323908400000 | 1.0000 | nos.
[2080362000000] 6Kg Halotron I Automatic Fire Extinguisher (Vertical Type),,Red Color,,W/O Psb,,C/W Ceiling Bracket, Sprinkler Head 93 Degree, |  |  |  | 2080362000000 | 0301050000000 | 0.0500 | m3
[2080362000000] 6Kg Halotron I Automatic Fire Extinguisher (Vertical Type),,Red Color,,W/O Psb,,C/W Ceiling Bracket, Sprinkler Head 93 Degree, |  |  |  | 2080362000000 | 0308034000000 | 1.0000 | nos.
[2080362000000] 6Kg Halotron I Automatic Fire Extinguisher (Vertical Type),,Red Color,,W/O Psb,,C/W Ceiling Bracket, Sprinkler Head 93 Degree, |  |  |  | 2080362000000 | 0302080000000 | 1.0000 | nos.
[2080362000000] 6Kg Halotron I Automatic Fire Extinguisher (Vertical Type),,Red Color,,W/O Psb,,C/W Ceiling Bracket, Sprinkler Head 93 Degree, |  |  |  | 2080362000000 | 0307130000000 | 1.0000 | nos.
[2080362000000] 6Kg Halotron I Automatic Fire Extinguisher (Vertical Type),,Red Color,,W/O Psb,,C/W Ceiling Bracket, Sprinkler Head 93 Degree, |  |  |  | 2080362000000 | 0322060100000 | 2.0000 | nos.
[2080362000000] 6Kg Halotron I Automatic Fire Extinguisher (Vertical Type),,Red Color,,W/O Psb,,C/W Ceiling Bracket, Sprinkler Head 93 Degree, |  |  |  | 2080362000000 | 0303660200000 | 1.0000 | nos.
[2080362000000] 6Kg Halotron I Automatic Fire Extinguisher (Vertical Type),,Red Color,,W/O Psb,,C/W Ceiling Bracket, Sprinkler Head 93 Degree, |  |  |  | 2080362000000 | 0300980000000 | 6.0000 | kg
[2080362000000] 6Kg Halotron I Automatic Fire Extinguisher (Vertical Type),,Red Color,,W/O Psb,,C/W Ceiling Bracket, Sprinkler Head 93 Degree, |  |  |  | 2080362000000 | 0300780100000 | 1.0000 | nos.
[2080362000000] 6Kg Halotron I Automatic Fire Extinguisher (Vertical Type),,Red Color,,W/O Psb,,C/W Ceiling Bracket, Sprinkler Head 93 Degree, |  |  |  | 2080362000000 | 0314950300000 | 1.0000 | nos.
[2080420000000] 9 Liter Water Stored Pressure Fire Extinguisher c/w Red Colour band w/o SETSCO Label, Fire Rating : 13A, Hose & Nozzle, Plastic Skirt, Hook Bracket 74, Carton Box |  |  |  | 2080420000000 | 0313270000000 | 1.0000 | nos. |  | 1.1 Portable Ext - Complete Assembly
[2080420000000] 9 Liter Water Stored Pressure Fire Extinguisher c/w Red Colour band w/o SETSCO Label, Fire Rating : 13A, Hose & Nozzle, Plastic Skirt, Hook Bracket 74, Carton Box |  |  |  | 2080420000000 | 0305150000000 | 1.0000 | nos. |  | 1.1 Portable Ext - Complete Assembly
[2080420000000] 9 Liter Water Stored Pressure Fire Extinguisher c/w Red Colour band w/o SETSCO Label, Fire Rating : 13A, Hose & Nozzle, Plastic Skirt, Hook Bracket 74, Carton Box |  |  |  | 2080420000000 | 0302170000000 | 1.0000 | nos. |  | 1.1 Portable Ext - Complete Assembly
[2080420000000] 9 Liter Water Stored Pressure Fire Extinguisher c/w Red Colour band w/o SETSCO Label, Fire Rating : 13A, Hose & Nozzle, Plastic Skirt, Hook Bracket 74, Carton Box |  |  |  | 2080420000000 | 0309820000000 | 1.0000 | nos. |  | 1.1 Portable Ext - Complete Assembly
[2080420000000] 9 Liter Water Stored Pressure Fire Extinguisher c/w Red Colour band w/o SETSCO Label, Fire Rating : 13A, Hose & Nozzle, Plastic Skirt, Hook Bracket 74, Carton Box |  |  |  | 2080420000000 | 0300690000000 | 0.1100 | m3 |  | 1.1 Portable Ext - Complete Assembly
[2080420000000] 9 Liter Water Stored Pressure Fire Extinguisher c/w Red Colour band w/o SETSCO Label, Fire Rating : 13A, Hose & Nozzle, Plastic Skirt, Hook Bracket 74, Carton Box |  |  |  | 2080420000000 | 0306580000000 | 1.0000 | nos. |  | 1.1 Portable Ext - Complete Assembly
[2080420000000] 9 Liter Water Stored Pressure Fire Extinguisher c/w Red Colour band w/o SETSCO Label, Fire Rating : 13A, Hose & Nozzle, Plastic Skirt, Hook Bracket 74, Carton Box |  |  |  | 2080420000000 | 0300290100000 | 1.0000 | nos. |  | 1.1 Portable Ext - Complete Assembly
[2080420000000] 9 Liter Water Stored Pressure Fire Extinguisher c/w Red Colour band w/o SETSCO Label, Fire Rating : 13A, Hose & Nozzle, Plastic Skirt, Hook Bracket 74, Carton Box |  |  |  | 2080420000000 | 0300010000000 | 1.0000 | nos. |  | 1.1 Portable Ext - Complete Assembly
[2080430000000] 9 Liter Water Additive Stored Pressure Fire Extinguisher c/w SETSCO Approval, Fire Rating 21A, Hose & Nozzle, Plastic Skirt, Hook Bracket 74, (Dwg No. 20801737) |  |  |  | 2080430000000 | 0300010000000 | 1.0000 | nos. |  | 1.1 Portable Ext - Complete Assembly
[2080430000000] 9 Liter Water Additive Stored Pressure Fire Extinguisher c/w SETSCO Approval, Fire Rating 21A, Hose & Nozzle, Plastic Skirt, Hook Bracket 74, (Dwg No. 20801737) |  |  |  | 2080430000000 | 0302170000000 | 1.0000 | nos. |  | 1.1 Portable Ext - Complete Assembly
[2080430000000] 9 Liter Water Additive Stored Pressure Fire Extinguisher c/w SETSCO Approval, Fire Rating 21A, Hose & Nozzle, Plastic Skirt, Hook Bracket 74, (Dwg No. 20801737) |  |  |  | 2080430000000 | 0300290100000 | 1.0000 | nos. |  | 1.1 Portable Ext - Complete Assembly
[2080430000000] 9 Liter Water Additive Stored Pressure Fire Extinguisher c/w SETSCO Approval, Fire Rating 21A, Hose & Nozzle, Plastic Skirt, Hook Bracket 74, (Dwg No. 20801737) |  |  |  | 2080430000000 | 0307160400000 | 1.0000 | nos. |  | 1.1 Portable Ext - Complete Assembly
[2080430000000] 9 Liter Water Additive Stored Pressure Fire Extinguisher c/w SETSCO Approval, Fire Rating 21A, Hose & Nozzle, Plastic Skirt, Hook Bracket 74, (Dwg No. 20801737) |  |  |  | 2080430000000 | 0300690000000 | 0.1100 | m3 |  | 1.1 Portable Ext - Complete Assembly
[2080430000000] 9 Liter Water Additive Stored Pressure Fire Extinguisher c/w SETSCO Approval, Fire Rating 21A, Hose & Nozzle, Plastic Skirt, Hook Bracket 74, (Dwg No. 20801737) |  |  |  | 2080430000000 | 0301120200000 | 1.3500 | ltr |  | 1.1 Portable Ext - Complete Assembly
[2080430000000] 9 Liter Water Additive Stored Pressure Fire Extinguisher c/w SETSCO Approval, Fire Rating 21A, Hose & Nozzle, Plastic Skirt, Hook Bracket 74, (Dwg No. 20801737) |  |  |  | 2080430000000 | 0309820000000 | 1.0000 | nos. |  | 1.1 Portable Ext - Complete Assembly
[2080430000000] 9 Liter Water Additive Stored Pressure Fire Extinguisher c/w SETSCO Approval, Fire Rating 21A, Hose & Nozzle, Plastic Skirt, Hook Bracket 74, (Dwg No. 20801737) |  |  |  | 2080430000000 | 0313270000000 | 1.0000 | nos. |  | 1.1 Portable Ext - Complete Assembly
[2080430000000] 9 Liter Water Additive Stored Pressure Fire Extinguisher c/w SETSCO Approval, Fire Rating 21A, Hose & Nozzle, Plastic Skirt, Hook Bracket 74, (Dwg No. 20801737) |  |  |  | 2080430000000 | 0306580000000 | 1.0000 | nos. |  | 1.1 Portable Ext - Complete Assembly
[2080450200000] 9Kg Purple K Stored Pressure Fire Extinguisher C/w LPCB Approval, Fire Rating : 233B/C, Hose & Horn, Plastic Skirt, Hook Bracket 74, Carton Box, (Dwg No. 20804502) |  |  |  | 2080450200000 | 0301310300000 | 1.0000 | nos. |  | 1.1 Portable Ext - Complete Assembly
[2080450200000] 9Kg Purple K Stored Pressure Fire Extinguisher C/w LPCB Approval, Fire Rating : 233B/C, Hose & Horn, Plastic Skirt, Hook Bracket 74, Carton Box, (Dwg No. 20804502) |  |  |  | 2080450200000 | 0303250000000 | 1.0000 | nos. |  | 1.1 Portable Ext - Complete Assembly
[2080450200000] 9Kg Purple K Stored Pressure Fire Extinguisher C/w LPCB Approval, Fire Rating : 233B/C, Hose & Horn, Plastic Skirt, Hook Bracket 74, Carton Box, (Dwg No. 20804502) |  |  |  | 2080450200000 | 0306580000000 | 1.0000 | nos. |  | 1.1 Portable Ext - Complete Assembly
[2080450200000] 9Kg Purple K Stored Pressure Fire Extinguisher C/w LPCB Approval, Fire Rating : 233B/C, Hose & Horn, Plastic Skirt, Hook Bracket 74, Carton Box, (Dwg No. 20804502) |  |  |  | 2080450200000 | 0300260100000 | 1.0000 | nos. |  | 1.1 Portable Ext - Complete Assembly
[2080450200000] 9Kg Purple K Stored Pressure Fire Extinguisher C/w LPCB Approval, Fire Rating : 233B/C, Hose & Horn, Plastic Skirt, Hook Bracket 74, Carton Box, (Dwg No. 20804502) |  |  |  | 2080450200000 | 0302500000000 | 9.0000 | kg |  | 1.1 Portable Ext - Complete Assembly
[2080450200000] 9Kg Purple K Stored Pressure Fire Extinguisher C/w LPCB Approval, Fire Rating : 233B/C, Hose & Horn, Plastic Skirt, Hook Bracket 74, Carton Box, (Dwg No. 20804502) |  |  |  | 2080450200000 | 0300690000000 | 0.1100 | m3 |  | 1.1 Portable Ext - Complete Assembly
[2080450200000] 9Kg Purple K Stored Pressure Fire Extinguisher C/w LPCB Approval, Fire Rating : 233B/C, Hose & Horn, Plastic Skirt, Hook Bracket 74, Carton Box, (Dwg No. 20804502) |  |  |  | 2080450200000 | 0309810000000 | 1.0000 | nos. |  | 1.1 Portable Ext - Complete Assembly
[2080450200000] 9Kg Purple K Stored Pressure Fire Extinguisher C/w LPCB Approval, Fire Rating : 233B/C, Hose & Horn, Plastic Skirt, Hook Bracket 74, Carton Box, (Dwg No. 20804502) |  |  |  | 2080450200000 | 0315160000000 | 1.0000 | nos. |  | 1.1 Portable Ext - Complete Assembly
[2080450200000] 9Kg Purple K Stored Pressure Fire Extinguisher C/w LPCB Approval, Fire Rating : 233B/C, Hose & Horn, Plastic Skirt, Hook Bracket 74, Carton Box, (Dwg No. 20804502) |  |  |  | 2080450200000 | 0302170000000 | 1.0000 | nos. |  | 1.1 Portable Ext - Complete Assembly
[2080450200000] 9Kg Purple K Stored Pressure Fire Extinguisher C/w LPCB Approval, Fire Rating : 233B/C, Hose & Horn, Plastic Skirt, Hook Bracket 74, Carton Box, (Dwg No. 20804502) |  |  |  | 2080450200000 | 0305150000000 | 1.0000 | nos. |  | 1.1 Portable Ext - Complete Assembly
[2080450200001] 9Kg Purple K Stored Pressure Fire Extinguisher C/w SETSCO Approval, Fire Rating : 233B/C, Hose & Horn, Plastic Skirt, Hook Bracket 74, (Dwg No. 20804502) |  |  |  | 2080450200001 | 0302170000000 | 1.0000 | nos. |  | 1.1 Portable Ext - Complete Assembly
[2080450200001] 9Kg Purple K Stored Pressure Fire Extinguisher C/w SETSCO Approval, Fire Rating : 233B/C, Hose & Horn, Plastic Skirt, Hook Bracket 74, (Dwg No. 20804502) |  |  |  | 2080450200001 | 0302500000000 | 9.0000 | kg |  | 1.1 Portable Ext - Complete Assembly
[2080450200001] 9Kg Purple K Stored Pressure Fire Extinguisher C/w SETSCO Approval, Fire Rating : 233B/C, Hose & Horn, Plastic Skirt, Hook Bracket 74, (Dwg No. 20804502) |  |  |  | 2080450200001 | 0301310300000 | 1.0000 | nos. |  | 1.1 Portable Ext - Complete Assembly
[2080450200001] 9Kg Purple K Stored Pressure Fire Extinguisher C/w SETSCO Approval, Fire Rating : 233B/C, Hose & Horn, Plastic Skirt, Hook Bracket 74, (Dwg No. 20804502) |  |  |  | 2080450200001 | 0300690000000 | 0.1100 | m3 |  | 1.1 Portable Ext - Complete Assembly
[2080450200001] 9Kg Purple K Stored Pressure Fire Extinguisher C/w SETSCO Approval, Fire Rating : 233B/C, Hose & Horn, Plastic Skirt, Hook Bracket 74, (Dwg No. 20804502) |  |  |  | 2080450200001 | 0300260100000 | 1.0000 | nos. |  | 1.1 Portable Ext - Complete Assembly
[2080450200001] 9Kg Purple K Stored Pressure Fire Extinguisher C/w SETSCO Approval, Fire Rating : 233B/C, Hose & Horn, Plastic Skirt, Hook Bracket 74, (Dwg No. 20804502) |  |  |  | 2080450200001 | 0303250000000 | 1.0000 | nos. |  | 1.1 Portable Ext - Complete Assembly
[2080450200001] 9Kg Purple K Stored Pressure Fire Extinguisher C/w SETSCO Approval, Fire Rating : 233B/C, Hose & Horn, Plastic Skirt, Hook Bracket 74, (Dwg No. 20804502) |  |  |  | 2080450200001 | 0307160000000 | 1.0000 | nos. |  | 1.1 Portable Ext - Complete Assembly
[2080450200001] 9Kg Purple K Stored Pressure Fire Extinguisher C/w SETSCO Approval, Fire Rating : 233B/C, Hose & Horn, Plastic Skirt, Hook Bracket 74, (Dwg No. 20804502) |  |  |  | 2080450200001 | 0306580000000 | 1.0000 | nos. |  | 1.1 Portable Ext - Complete Assembly
[2080450200001] 9Kg Purple K Stored Pressure Fire Extinguisher C/w SETSCO Approval, Fire Rating : 233B/C, Hose & Horn, Plastic Skirt, Hook Bracket 74, (Dwg No. 20804502) |  |  |  | 2080450200001 | 0315160000000 | 1.0000 | nos. |  | 1.1 Portable Ext - Complete Assembly
[2080450200001] 9Kg Purple K Stored Pressure Fire Extinguisher C/w SETSCO Approval, Fire Rating : 233B/C, Hose & Horn, Plastic Skirt, Hook Bracket 74, (Dwg No. 20804502) |  |  |  | 2080450200001 | 0309810000000 | 1.0000 | nos. |  | 1.1 Portable Ext - Complete Assembly
[2080460100000] 9Kg Monnex Stored Pressure Fire Extinguisher c/w LPCB Approval, Fire Rating : 233B/C, Hose & Horn, Plastic Skirt, Hook Bracket 74, Carton Box, (Dwg No. 20804601) |  |  |  | 2080460100000 | 0302170000000 | 1.0000 | nos. |  | 1.1 Portable Ext - Complete Assembly
[2080460100000] 9Kg Monnex Stored Pressure Fire Extinguisher c/w LPCB Approval, Fire Rating : 233B/C, Hose & Horn, Plastic Skirt, Hook Bracket 74, Carton Box, (Dwg No. 20804601) |  |  |  | 2080460100000 | 0315160000000 | 1.0000 | nos. |  | 1.1 Portable Ext - Complete Assembly
[2080460100000] 9Kg Monnex Stored Pressure Fire Extinguisher c/w LPCB Approval, Fire Rating : 233B/C, Hose & Horn, Plastic Skirt, Hook Bracket 74, Carton Box, (Dwg No. 20804601) |  |  |  | 2080460100000 | 0302510000000 | 9.0000 | kg |  | 1.1 Portable Ext - Complete Assembly
[2080460100000] 9Kg Monnex Stored Pressure Fire Extinguisher c/w LPCB Approval, Fire Rating : 233B/C, Hose & Horn, Plastic Skirt, Hook Bracket 74, Carton Box, (Dwg No. 20804601) |  |  |  | 2080460100000 | 0301310300000 | 1.0000 | nos. |  | 1.1 Portable Ext - Complete Assembly
[2080460100000] 9Kg Monnex Stored Pressure Fire Extinguisher c/w LPCB Approval, Fire Rating : 233B/C, Hose & Horn, Plastic Skirt, Hook Bracket 74, Carton Box, (Dwg No. 20804601) |  |  |  | 2080460100000 | 0303250000000 | 1.0000 | nos. |  | 1.1 Portable Ext - Complete Assembly
[2080460100000] 9Kg Monnex Stored Pressure Fire Extinguisher c/w LPCB Approval, Fire Rating : 233B/C, Hose & Horn, Plastic Skirt, Hook Bracket 74, Carton Box, (Dwg No. 20804601) |  |  |  | 2080460100000 | 0305150000000 | 1.0000 | nos. |  | 1.1 Portable Ext - Complete Assembly
[2080460100000] 9Kg Monnex Stored Pressure Fire Extinguisher c/w LPCB Approval, Fire Rating : 233B/C, Hose & Horn, Plastic Skirt, Hook Bracket 74, Carton Box, (Dwg No. 20804601) |  |  |  | 2080460100000 | 0300260100000 | 1.0000 | nos. |  | 1.1 Portable Ext - Complete Assembly
[2080460100000] 9Kg Monnex Stored Pressure Fire Extinguisher c/w LPCB Approval, Fire Rating : 233B/C, Hose & Horn, Plastic Skirt, Hook Bracket 74, Carton Box, (Dwg No. 20804601) |  |  |  | 2080460100000 | 0306580000000 | 1.0000 | nos. |  | 1.1 Portable Ext - Complete Assembly
[2080460100000] 9Kg Monnex Stored Pressure Fire Extinguisher c/w LPCB Approval, Fire Rating : 233B/C, Hose & Horn, Plastic Skirt, Hook Bracket 74, Carton Box, (Dwg No. 20804601) |  |  |  | 2080460100000 | 0309810000000 | 1.0000 | nos. |  | 1.1 Portable Ext - Complete Assembly
[2080460100000] 9Kg Monnex Stored Pressure Fire Extinguisher c/w LPCB Approval, Fire Rating : 233B/C, Hose & Horn, Plastic Skirt, Hook Bracket 74, Carton Box, (Dwg No. 20804601) |  |  |  | 2080460100000 | 0300690000000 | 0.1100 | m3 |  | 1.1 Portable Ext - Complete Assembly
[2080460100001] 9Kg Monnex Stored Pressure Fire Extinguisher c/w SETSCO Approval, Fire Rating : 233B/C, Hose & Horn, Plastic Skirt, Hook Bracket 74, Carton Box, (Dwg No. 20804601) |  |  |  | 2080460100001 | 0306580000000 | 1.0000 | nos. |  | 1.1 Portable Ext - Complete Assembly
[2080460100001] 9Kg Monnex Stored Pressure Fire Extinguisher c/w SETSCO Approval, Fire Rating : 233B/C, Hose & Horn, Plastic Skirt, Hook Bracket 74, Carton Box, (Dwg No. 20804601) |  |  |  | 2080460100001 | 0302170000000 | 1.0000 | nos. |  | 1.1 Portable Ext - Complete Assembly
[2080460100001] 9Kg Monnex Stored Pressure Fire Extinguisher c/w SETSCO Approval, Fire Rating : 233B/C, Hose & Horn, Plastic Skirt, Hook Bracket 74, Carton Box, (Dwg No. 20804601) |  |  |  | 2080460100001 | 0301310300000 | 1.0000 | nos. |  | 1.1 Portable Ext - Complete Assembly
[2080460100001] 9Kg Monnex Stored Pressure Fire Extinguisher c/w SETSCO Approval, Fire Rating : 233B/C, Hose & Horn, Plastic Skirt, Hook Bracket 74, Carton Box, (Dwg No. 20804601) |  |  |  | 2080460100001 | 0302510000000 | 9.0000 | kg |  | 1.1 Portable Ext - Complete Assembly
[2080460100001] 9Kg Monnex Stored Pressure Fire Extinguisher c/w SETSCO Approval, Fire Rating : 233B/C, Hose & Horn, Plastic Skirt, Hook Bracket 74, Carton Box, (Dwg No. 20804601) |  |  |  | 2080460100001 | 0307160000000 | 1.0000 | nos. |  | 1.1 Portable Ext - Complete Assembly
[2080460100001] 9Kg Monnex Stored Pressure Fire Extinguisher c/w SETSCO Approval, Fire Rating : 233B/C, Hose & Horn, Plastic Skirt, Hook Bracket 74, Carton Box, (Dwg No. 20804601) |  |  |  | 2080460100001 | 0315160000000 | 1.0000 | nos. |  | 1.1 Portable Ext - Complete Assembly
[2080460100001] 9Kg Monnex Stored Pressure Fire Extinguisher c/w SETSCO Approval, Fire Rating : 233B/C, Hose & Horn, Plastic Skirt, Hook Bracket 74, Carton Box, (Dwg No. 20804601) |  |  |  | 2080460100001 | 0309810000000 | 1.0000 | nos. |  | 1.1 Portable Ext - Complete Assembly
[2080460100001] 9Kg Monnex Stored Pressure Fire Extinguisher c/w SETSCO Approval, Fire Rating : 233B/C, Hose & Horn, Plastic Skirt, Hook Bracket 74, Carton Box, (Dwg No. 20804601) |  |  |  | 2080460100001 | 0300690000000 | 0.1100 | m3 |  | 1.1 Portable Ext - Complete Assembly
[2080460100001] 9Kg Monnex Stored Pressure Fire Extinguisher c/w SETSCO Approval, Fire Rating : 233B/C, Hose & Horn, Plastic Skirt, Hook Bracket 74, Carton Box, (Dwg No. 20804601) |  |  |  | 2080460100001 | 0303250000000 | 1.0000 | nos. |  | 1.1 Portable Ext - Complete Assembly
[2080460100001] 9Kg Monnex Stored Pressure Fire Extinguisher c/w SETSCO Approval, Fire Rating : 233B/C, Hose & Horn, Plastic Skirt, Hook Bracket 74, Carton Box, (Dwg No. 20804601) |  |  |  | 2080460100001 | 0300260100000 | 1.0000 | nos. |  | 1.1 Portable Ext - Complete Assembly
[2080460121001] 9Kg Monnex Stored Pressure Fire Extinguisher c/w LPCB Approval, Arabic Wording, Fire Rating : 233B/C, Hose & Horn, Plastic Skirt, Hook Bracket 74, Carton Box, (Dwg No. 20804601) |  |  |  | 2080460121001 | 0303250000000 | 1.0000 | nos. |  | 1.1 Portable Ext - Complete Assembly
[2080460121001] 9Kg Monnex Stored Pressure Fire Extinguisher c/w LPCB Approval, Arabic Wording, Fire Rating : 233B/C, Hose & Horn, Plastic Skirt, Hook Bracket 74, Carton Box, (Dwg No. 20804601) |  |  |  | 2080460121001 | 0302510000000 | 9.0000 | kg |  | 1.1 Portable Ext - Complete Assembly
[2080460121001] 9Kg Monnex Stored Pressure Fire Extinguisher c/w LPCB Approval, Arabic Wording, Fire Rating : 233B/C, Hose & Horn, Plastic Skirt, Hook Bracket 74, Carton Box, (Dwg No. 20804601) |  |  |  | 2080460121001 | 0306580000000 | 1.0000 | nos. |  | 1.1 Portable Ext - Complete Assembly
[2080460121001] 9Kg Monnex Stored Pressure Fire Extinguisher c/w LPCB Approval, Arabic Wording, Fire Rating : 233B/C, Hose & Horn, Plastic Skirt, Hook Bracket 74, Carton Box, (Dwg No. 20804601) |  |  |  | 2080460121001 | 0315160000000 | 1.0000 | nos. |  | 1.1 Portable Ext - Complete Assembly
[2080460121001] 9Kg Monnex Stored Pressure Fire Extinguisher c/w LPCB Approval, Arabic Wording, Fire Rating : 233B/C, Hose & Horn, Plastic Skirt, Hook Bracket 74, Carton Box, (Dwg No. 20804601) |  |  |  | 2080460121001 | 0309810000000 | 1.0000 | nos. |  | 1.1 Portable Ext - Complete Assembly
[2080460121001] 9Kg Monnex Stored Pressure Fire Extinguisher c/w LPCB Approval, Arabic Wording, Fire Rating : 233B/C, Hose & Horn, Plastic Skirt, Hook Bracket 74, Carton Box, (Dwg No. 20804601) |  |  |  | 2080460121001 | 0300260100000 | 1.0000 | nos. |  | 1.1 Portable Ext - Complete Assembly
[2080460121001] 9Kg Monnex Stored Pressure Fire Extinguisher c/w LPCB Approval, Arabic Wording, Fire Rating : 233B/C, Hose & Horn, Plastic Skirt, Hook Bracket 74, Carton Box, (Dwg No. 20804601) |  |  |  | 2080460121001 | 0300690000000 | 0.1100 | m3 |  | 1.1 Portable Ext - Complete Assembly
[2080460121001] 9Kg Monnex Stored Pressure Fire Extinguisher c/w LPCB Approval, Arabic Wording, Fire Rating : 233B/C, Hose & Horn, Plastic Skirt, Hook Bracket 74, Carton Box, (Dwg No. 20804601) |  |  |  | 2080460121001 | 0305150000000 | 1.0000 | nos. |  | 1.1 Portable Ext - Complete Assembly
[2080460121001] 9Kg Monnex Stored Pressure Fire Extinguisher c/w LPCB Approval, Arabic Wording, Fire Rating : 233B/C, Hose & Horn, Plastic Skirt, Hook Bracket 74, Carton Box, (Dwg No. 20804601) |  |  |  | 2080460121001 | 0302170000000 | 1.0000 | nos. |  | 1.1 Portable Ext - Complete Assembly
[2080460121001] 9Kg Monnex Stored Pressure Fire Extinguisher c/w LPCB Approval, Arabic Wording, Fire Rating : 233B/C, Hose & Horn, Plastic Skirt, Hook Bracket 74, Carton Box, (Dwg No. 20804601) |  |  |  | 2080460121001 | 0301310300000 | 1.0000 | nos. |  | 1.1 Portable Ext - Complete Assembly
[2080575000000] 20kg CO2 Stored Pressure Trolley Fire Ext c/w MED, Fire Rating : 89B c/w 6m High Pressure Hose & Controllable Discharge Valve With Horn (Dwg No. 20802329) |  |  |  | 2080575000000 | 0300040400000 | 1.0000 | nos. |  | 1.2 Trolley Ext - Complete Assembly
[2080575000000] 20kg CO2 Stored Pressure Trolley Fire Ext c/w MED, Fire Rating : 89B c/w 6m High Pressure Hose & Controllable Discharge Valve With Horn (Dwg No. 20802329) |  |  |  | 2080575000000 | 0300320000000 | 1.0000 | nos. |  | 1.2 Trolley Ext - Complete Assembly
[2080575000000] 20kg CO2 Stored Pressure Trolley Fire Ext c/w MED, Fire Rating : 89B c/w 6m High Pressure Hose & Controllable Discharge Valve With Horn (Dwg No. 20802329) |  |  |  | 2080575000000 | 0319500000000 | 4.0000 | set |  | 1.2 Trolley Ext - Complete Assembly
[2080575000000] 20kg CO2 Stored Pressure Trolley Fire Ext c/w MED, Fire Rating : 89B c/w 6m High Pressure Hose & Controllable Discharge Valve With Horn (Dwg No. 20802329) |  |  |  | 2080575000000 | 0315170000000 | 1.0000 | nos. |  | 1.2 Trolley Ext - Complete Assembly
[2080575000000] 20kg CO2 Stored Pressure Trolley Fire Ext c/w MED, Fire Rating : 89B c/w 6m High Pressure Hose & Controllable Discharge Valve With Horn (Dwg No. 20802329) |  |  |  | 2080575000000 | 0302390900000 | 1.0000 | nos. |  | 1.2 Trolley Ext - Complete Assembly
[2080575000000] 20kg CO2 Stored Pressure Trolley Fire Ext c/w MED, Fire Rating : 89B c/w 6m High Pressure Hose & Controllable Discharge Valve With Horn (Dwg No. 20802329) |  |  |  | 2080575000000 | 0304710000000 | 1.0000 | nos. |  | 1.2 Trolley Ext - Complete Assembly
[2080575000000] 20kg CO2 Stored Pressure Trolley Fire Ext c/w MED, Fire Rating : 89B c/w 6m High Pressure Hose & Controllable Discharge Valve With Horn (Dwg No. 20802329) |  |  |  | 2080575000000 | 0302391200000 | 1.0000 | nos. |  | 1.2 Trolley Ext - Complete Assembly
[2080575000000] 20kg CO2 Stored Pressure Trolley Fire Ext c/w MED, Fire Rating : 89B c/w 6m High Pressure Hose & Controllable Discharge Valve With Horn (Dwg No. 20802329) |  |  |  | 2080575000000 | 0313020000000 | 1.0000 | nos. |  | 1.2 Trolley Ext - Complete Assembly
[2080575000001] 20kg CO2 Stored Pressure Trolley Fire Ext c/w MED, Fire Rating : 89B c/w 6m High Pressure Hose & Controllable Discharge Valve With Horn (Dwg No. 20802329) |  |  |  | 2080575000001 | 0300040400000 | 1.0000 | nos. |  | 1.2 Trolley Ext - Complete Assembly
[2080575000001] 20kg CO2 Stored Pressure Trolley Fire Ext c/w MED, Fire Rating : 89B c/w 6m High Pressure Hose & Controllable Discharge Valve With Horn (Dwg No. 20802329) |  |  |  | 2080575000001 | 0300320000000 | 1.0000 | nos. |  | 1.2 Trolley Ext - Complete Assembly
[2080575000001] 20kg CO2 Stored Pressure Trolley Fire Ext c/w MED, Fire Rating : 89B c/w 6m High Pressure Hose & Controllable Discharge Valve With Horn (Dwg No. 20802329) |  |  |  | 2080575000001 | 0302390900000 | 1.0000 | nos. |  | 1.2 Trolley Ext - Complete Assembly
[2080575000001] 20kg CO2 Stored Pressure Trolley Fire Ext c/w MED, Fire Rating : 89B c/w 6m High Pressure Hose & Controllable Discharge Valve With Horn (Dwg No. 20802329) |  |  |  | 2080575000001 | 0313020000000 | 1.0000 | nos. |  | 1.2 Trolley Ext - Complete Assembly
[2080575000001] 20kg CO2 Stored Pressure Trolley Fire Ext c/w MED, Fire Rating : 89B c/w 6m High Pressure Hose & Controllable Discharge Valve With Horn (Dwg No. 20802329) |  |  |  | 2080575000001 | 0319500000000 | 4.0000 | set |  | 1.2 Trolley Ext - Complete Assembly
[2080575000001] 20kg CO2 Stored Pressure Trolley Fire Ext c/w MED, Fire Rating : 89B c/w 6m High Pressure Hose & Controllable Discharge Valve With Horn (Dwg No. 20802329) |  |  |  | 2080575000001 | 0302391200000 | 1.0000 | nos. |  | 1.2 Trolley Ext - Complete Assembly
[2080575000001] 20kg CO2 Stored Pressure Trolley Fire Ext c/w MED, Fire Rating : 89B c/w 6m High Pressure Hose & Controllable Discharge Valve With Horn (Dwg No. 20802329) |  |  |  | 2080575000001 | 0304710000000 | 1.0000 | nos. |  | 1.2 Trolley Ext - Complete Assembly
[2080575000001] 20kg CO2 Stored Pressure Trolley Fire Ext c/w MED, Fire Rating : 89B c/w 6m High Pressure Hose & Controllable Discharge Valve With Horn (Dwg No. 20802329) |  |  |  | 2080575000001 | 0307030000000 | 1.0000 | pcs |  | 1.2 Trolley Ext - Complete Assembly
[2080600000000] 25kg ABC Stored Pressure Trolley Fire Extinguisher, c/w 6m Hose & Controllable Discharge Powder Gun, ABC90, No label / silkscreen (Dwg No. 21803100) |  |  |  | 2080600000000 | 0300330300000 | 1.0000 | nos.
[2080600000000] 25kg ABC Stored Pressure Trolley Fire Extinguisher, c/w 6m Hose & Controllable Discharge Powder Gun, ABC90, No label / silkscreen (Dwg No. 21803100) |  |  |  | 2080600000000 | 0302000400000 | 1.0000 | nos.
[2080600000000] 25kg ABC Stored Pressure Trolley Fire Extinguisher, c/w 6m Hose & Controllable Discharge Powder Gun, ABC90, No label / silkscreen (Dwg No. 21803100) |  |  |  | 2080600000000 | 0304400000000 | 2.0000 | nos.
[2080600000000] 25kg ABC Stored Pressure Trolley Fire Extinguisher, c/w 6m Hose & Controllable Discharge Powder Gun, ABC90, No label / silkscreen (Dwg No. 21803100) |  |  |  | 2080600000000 | 0300020000000 | 1.0000 | nos.
[2080600000000] 25kg ABC Stored Pressure Trolley Fire Extinguisher, c/w 6m Hose & Controllable Discharge Powder Gun, ABC90, No label / silkscreen (Dwg No. 21803100) |  |  |  | 2080600000000 | 0311020000000 | 1.0000 | nos.
[2080600000000] 25kg ABC Stored Pressure Trolley Fire Extinguisher, c/w 6m Hose & Controllable Discharge Powder Gun, ABC90, No label / silkscreen (Dwg No. 21803100) |  |  |  | 2080600000000 | 0307920400000 | 1.0000 | nos.
[2080600000000] 25kg ABC Stored Pressure Trolley Fire Extinguisher, c/w 6m Hose & Controllable Discharge Powder Gun, ABC90, No label / silkscreen (Dwg No. 21803100) |  |  |  | 2080600000000 | 0301860000000 | 1.0000 | nos.
[2080600000000] 25kg ABC Stored Pressure Trolley Fire Extinguisher, c/w 6m Hose & Controllable Discharge Powder Gun, ABC90, No label / silkscreen (Dwg No. 21803100) |  |  |  | 2080600000000 | 0300690000000 | 0.2000 | m3
[2080600000000] 25kg ABC Stored Pressure Trolley Fire Extinguisher, c/w 6m Hose & Controllable Discharge Powder Gun, ABC90, No label / silkscreen (Dwg No. 21803100) |  |  |  | 2080600000000 | 0318830000000 | 25.0000 | kg
[2080600000000] 25kg ABC Stored Pressure Trolley Fire Extinguisher, c/w 6m Hose & Controllable Discharge Powder Gun, ABC90, No label / silkscreen (Dwg No. 21803100) |  |  |  | 2080600000000 | 0306710400000 | 1.0000 | nos.
[2080610000000] 50kg ABC Stored Pressure Trolley Fire Extinguisher, c/w 6m Hose & Controllable Discharge Powder Gun, ABC90, No label / silkscreen (Dwg. No. 21803200) |  |  |  | 2080610000000 | 0301860000000 | 1.0000 | nos.
[2080610000000] 50kg ABC Stored Pressure Trolley Fire Extinguisher, c/w 6m Hose & Controllable Discharge Powder Gun, ABC90, No label / silkscreen (Dwg. No. 21803200) |  |  |  | 2080610000000 | 0310490000000 | 1.0000 | nos.
[2080610000000] 50kg ABC Stored Pressure Trolley Fire Extinguisher, c/w 6m Hose & Controllable Discharge Powder Gun, ABC90, No label / silkscreen (Dwg. No. 21803200) |  |  |  | 2080610000000 | 0302000400000 | 1.0000 | nos.
[2080610000000] 50kg ABC Stored Pressure Trolley Fire Extinguisher, c/w 6m Hose & Controllable Discharge Powder Gun, ABC90, No label / silkscreen (Dwg. No. 21803200) |  |  |  | 2080610000000 | 0318830000000 | 50.0000 | kg
[2080610000000] 50kg ABC Stored Pressure Trolley Fire Extinguisher, c/w 6m Hose & Controllable Discharge Powder Gun, ABC90, No label / silkscreen (Dwg. No. 21803200) |  |  |  | 2080610000000 | 0300330300000 | 1.0000 | nos.
[2080610000000] 50kg ABC Stored Pressure Trolley Fire Extinguisher, c/w 6m Hose & Controllable Discharge Powder Gun, ABC90, No label / silkscreen (Dwg. No. 21803200) |  |  |  | 2080610000000 | 0306720600000 | 1.0000 | nos.
[2080610000000] 50kg ABC Stored Pressure Trolley Fire Extinguisher, c/w 6m Hose & Controllable Discharge Powder Gun, ABC90, No label / silkscreen (Dwg. No. 21803200) |  |  |  | 2080610000000 | 0300020000000 | 1.0000 | nos.
[2080610000000] 50kg ABC Stored Pressure Trolley Fire Extinguisher, c/w 6m Hose & Controllable Discharge Powder Gun, ABC90, No label / silkscreen (Dwg. No. 21803200) |  |  |  | 2080610000000 | 0300690000000 | 0.2000 | m3
[2080610000000] 50kg ABC Stored Pressure Trolley Fire Extinguisher, c/w 6m Hose & Controllable Discharge Powder Gun, ABC90, No label / silkscreen (Dwg. No. 21803200) |  |  |  | 2080610000000 | 0307920400000 | 1.0000 | nos.
[2080640000000] 30kg Halotron I Stored Pressure Trolley Fire Extinguisher, Red Polyester Powder Color To RAL3000, 6M Hose & Controllable Discharge Valve with Proprietary Nozzle |  |  |  | 2080640000000 | 0304460000000 | 1.0000 | nos. |  | 1.2 Trolley Ext - Complete Assembly
[2080640000000] 30kg Halotron I Stored Pressure Trolley Fire Extinguisher, Red Polyester Powder Color To RAL3000, 6M Hose & Controllable Discharge Valve with Proprietary Nozzle |  |  |  | 2080640000000 | 0300330300000 | 1.0000 | nos. |  | 1.2 Trolley Ext - Complete Assembly
[2080640000000] 30kg Halotron I Stored Pressure Trolley Fire Extinguisher, Red Polyester Powder Color To RAL3000, 6M Hose & Controllable Discharge Valve with Proprietary Nozzle |  |  |  | 2080640000000 | 0302090000000 | 1.0000 | nos. |  | 1.2 Trolley Ext - Complete Assembly
[2080640000000] 30kg Halotron I Stored Pressure Trolley Fire Extinguisher, Red Polyester Powder Color To RAL3000, 6M Hose & Controllable Discharge Valve with Proprietary Nozzle |  |  |  | 2080640000000 | 0300640100000 | 1.0000 | nos. |  | 1.2 Trolley Ext - Complete Assembly
[2080640000000] 30kg Halotron I Stored Pressure Trolley Fire Extinguisher, Red Polyester Powder Color To RAL3000, 6M Hose & Controllable Discharge Valve with Proprietary Nozzle |  |  |  | 2080640000000 | 0303460000000 | 1.0000 | nos. |  | 1.2 Trolley Ext - Complete Assembly
[2080640000000] 30kg Halotron I Stored Pressure Trolley Fire Extinguisher, Red Polyester Powder Color To RAL3000, 6M Hose & Controllable Discharge Valve with Proprietary Nozzle |  |  |  | 2080640000000 | 0307130000000 | 1.0000 | nos. |  | 1.2 Trolley Ext - Complete Assembly
[2080640000000] 30kg Halotron I Stored Pressure Trolley Fire Extinguisher, Red Polyester Powder Color To RAL3000, 6M Hose & Controllable Discharge Valve with Proprietary Nozzle |  |  |  | 2080640000000 | 0306720600000 | 1.0000 | nos. |  | 1.2 Trolley Ext - Complete Assembly
[2080640000000] 30kg Halotron I Stored Pressure Trolley Fire Extinguisher, Red Polyester Powder Color To RAL3000, 6M Hose & Controllable Discharge Valve with Proprietary Nozzle |  |  |  | 2080640000000 | 0300640200000 | 1.0000 | nos. |  | 1.2 Trolley Ext - Complete Assembly
[2080640000000] 30kg Halotron I Stored Pressure Trolley Fire Extinguisher, Red Polyester Powder Color To RAL3000, 6M Hose & Controllable Discharge Valve with Proprietary Nozzle |  |  |  | 2080640000000 | 0301050000000 | 0.4500 | m3 |  | 1.2 Trolley Ext - Complete Assembly
[2080640000000] 30kg Halotron I Stored Pressure Trolley Fire Extinguisher, Red Polyester Powder Color To RAL3000, 6M Hose & Controllable Discharge Valve with Proprietary Nozzle |  |  |  | 2080640000000 | 0302000400000 | 1.0000 | nos. |  | 1.2 Trolley Ext - Complete Assembly
[2080640000000] 30kg Halotron I Stored Pressure Trolley Fire Extinguisher, Red Polyester Powder Color To RAL3000, 6M Hose & Controllable Discharge Valve with Proprietary Nozzle |  |  |  | 2080640000000 | 0300980000000 | 30.0000 | kg |  | 1.2 Trolley Ext - Complete Assembly
[2080640000000] 30kg Halotron I Stored Pressure Trolley Fire Extinguisher, Red Polyester Powder Color To RAL3000, 6M Hose & Controllable Discharge Valve with Proprietary Nozzle |  |  |  | 2080640000000 | 0310490100000 | 1.0000 | nos. |  | 1.2 Trolley Ext - Complete Assembly
[2080640000000] 30kg Halotron I Stored Pressure Trolley Fire Extinguisher, Red Polyester Powder Color To RAL3000, 6M Hose & Controllable Discharge Valve with Proprietary Nozzle |  |  |  | 2080640000000 | 0307220000000 | 1.0000 | nos. |  | 1.2 Trolley Ext - Complete Assembly
[2080640000000] 30kg Halotron I Stored Pressure Trolley Fire Extinguisher, Red Polyester Powder Color To RAL3000, 6M Hose & Controllable Discharge Valve with Proprietary Nozzle |  |  |  | 2080640000000 | 0301860000000 | 1.0000 | nos. |  | 1.2 Trolley Ext - Complete Assembly
[2080775500000] 100 Liter Foam Stored Pressure Trolley Fire Extinguisher, Fire Rating : 34A/233B c/w 6m Hose & Controllable Discharge Foam Gun |  |  |  | 2080775500000 | 0303310100000 | 1.0000 | nos. |  | 1.2 Trolley Ext - Complete Assembly
[2080775500000] 100 Liter Foam Stored Pressure Trolley Fire Extinguisher, Fire Rating : 34A/233B c/w 6m Hose & Controllable Discharge Foam Gun |  |  |  | 2080775500000 | 0311600000000 | 1.0000 | nos. |  | 1.2 Trolley Ext - Complete Assembly
[2080775500000] 100 Liter Foam Stored Pressure Trolley Fire Extinguisher, Fire Rating : 34A/233B c/w 6m Hose & Controllable Discharge Foam Gun |  |  |  | 2080775500000 | 0316810000000 | 1.0000 | ltr |  | 1.2 Trolley Ext - Complete Assembly
[2080775500000] 100 Liter Foam Stored Pressure Trolley Fire Extinguisher, Fire Rating : 34A/233B c/w 6m Hose & Controllable Discharge Foam Gun |  |  |  | 2080775500000 | 0301860000000 | 1.0000 | nos. |  | 1.2 Trolley Ext - Complete Assembly
[2080775500000] 100 Liter Foam Stored Pressure Trolley Fire Extinguisher, Fire Rating : 34A/233B c/w 6m Hose & Controllable Discharge Foam Gun |  |  |  | 2080775500000 | 0300690000000 | 0.2000 | m3 |  | 1.2 Trolley Ext - Complete Assembly
[2080775500000] 100 Liter Foam Stored Pressure Trolley Fire Extinguisher, Fire Rating : 34A/233B c/w 6m Hose & Controllable Discharge Foam Gun |  |  |  | 2080775500000 | 0307920600000 | 1.0000 | nos. |  | 1.2 Trolley Ext - Complete Assembly
[2080775500000] 100 Liter Foam Stored Pressure Trolley Fire Extinguisher, Fire Rating : 34A/233B c/w 6m Hose & Controllable Discharge Foam Gun |  |  |  | 2080775500000 | 0311360100000 | 1.0000 | nos. |  | 1.2 Trolley Ext - Complete Assembly
[2080775500000] 100 Liter Foam Stored Pressure Trolley Fire Extinguisher, Fire Rating : 34A/233B c/w 6m Hose & Controllable Discharge Foam Gun |  |  |  | 2080775500000 | 0300330300000 | 1.0000 | nos. |  | 1.2 Trolley Ext - Complete Assembly
[2080775500000] 100 Liter Foam Stored Pressure Trolley Fire Extinguisher, Fire Rating : 34A/233B c/w 6m Hose & Controllable Discharge Foam Gun |  |  |  | 2080775500000 | 0302000400000 | 1.0000 | nos. |  | 1.2 Trolley Ext - Complete Assembly
[2080775500000] 100 Liter Foam Stored Pressure Trolley Fire Extinguisher, Fire Rating : 34A/233B c/w 6m Hose & Controllable Discharge Foam Gun |  |  |  | 2080775500000 | 0300030000000 | 1.0000 | nos. |  | 1.2 Trolley Ext - Complete Assembly
[2080775500000] 100 Liter Foam Stored Pressure Trolley Fire Extinguisher, Fire Rating : 34A/233B c/w 6m Hose & Controllable Discharge Foam Gun |  |  |  | 2080775500000 | 0315180000000 | 1.0000 | nos. |  | 1.2 Trolley Ext - Complete Assembly
[2080775500000] 100 Liter Foam Stored Pressure Trolley Fire Extinguisher, Fire Rating : 34A/233B c/w 6m Hose & Controllable Discharge Foam Gun |  |  |  | 2080775500000 | 0306760700000 | 1.0000 | nos. |  | 1.2 Trolley Ext - Complete Assembly
[2080850000000] 12kg ABC Stored Pressure Fire Extinguisher c/w Fire Rating : 43A/233B, Hose & Horn, Plastic Skirt, Hook Bracket 74 |  |  |  | 2080850000000 | 0302170000000 | 1.0000 | nos. |  | 1.1 Portable Ext - Complete Assembly
[2080850000000] 12kg ABC Stored Pressure Fire Extinguisher c/w Fire Rating : 43A/233B, Hose & Horn, Plastic Skirt, Hook Bracket 74 |  |  |  | 2080850000000 | 0301310300000 | 1.0000 | nos. |  | 1.1 Portable Ext - Complete Assembly
[2080850000000] 12kg ABC Stored Pressure Fire Extinguisher c/w Fire Rating : 43A/233B, Hose & Horn, Plastic Skirt, Hook Bracket 74 |  |  |  | 2080850000000 | 0316020000000 | 1.0000 | nos. |  | 1.1 Portable Ext - Complete Assembly
[2080850000000] 12kg ABC Stored Pressure Fire Extinguisher c/w Fire Rating : 43A/233B, Hose & Horn, Plastic Skirt, Hook Bracket 74 |  |  |  | 2080850000000 | 0300690000000 | 0.1100 | m3 |  | 1.1 Portable Ext - Complete Assembly
[2080850000000] 12kg ABC Stored Pressure Fire Extinguisher c/w Fire Rating : 43A/233B, Hose & Horn, Plastic Skirt, Hook Bracket 74 |  |  |  | 2080850000000 | 0305150000000 | 1.0000 | nos. |  | 1.1 Portable Ext - Complete Assembly
[2080850000000] 12kg ABC Stored Pressure Fire Extinguisher c/w Fire Rating : 43A/233B, Hose & Horn, Plastic Skirt, Hook Bracket 74 |  |  |  | 2080850000000 | 0306580000000 | 1.0000 | nos. |  | 1.1 Portable Ext - Complete Assembly
[2080850000000] 12kg ABC Stored Pressure Fire Extinguisher c/w Fire Rating : 43A/233B, Hose & Horn, Plastic Skirt, Hook Bracket 74 |  |  |  | 2080850000000 | 0316040000000 | 1.0000 | nos. |  | 1.1 Portable Ext - Complete Assembly
[2080850000000] 12kg ABC Stored Pressure Fire Extinguisher c/w Fire Rating : 43A/233B, Hose & Horn, Plastic Skirt, Hook Bracket 74 |  |  |  | 2080850000000 | 0302470000000 | 12.0000 | kg |  | 1.1 Portable Ext - Complete Assembly
[2080850000000] 12kg ABC Stored Pressure Fire Extinguisher c/w Fire Rating : 43A/233B, Hose & Horn, Plastic Skirt, Hook Bracket 74 |  |  |  | 2080850000000 | 0316030000000 | 1.0000 | nos. |  | 1.1 Portable Ext - Complete Assembly
[2080860000000] 9Kg D Powder Stored Pressure Fire Extinguisher c/w Hose & Horn, Plastic Skirt, Hook Bracket 74 |  |  |  | 2080860000000 | 0300830200000 | 1.0000 | nos. |  | 1.1 Portable Ext - Complete Assembly
[2080860000000] 9Kg D Powder Stored Pressure Fire Extinguisher c/w Hose & Horn, Plastic Skirt, Hook Bracket 74 |  |  |  | 2080860000000 | 0300260400000 | 1.0000 | nos. |  | 1.1 Portable Ext - Complete Assembly
[2080860000000] 9Kg D Powder Stored Pressure Fire Extinguisher c/w Hose & Horn, Plastic Skirt, Hook Bracket 74 |  |  |  | 2080860000000 | 0306580000000 | 1.0000 | nos. |  | 1.1 Portable Ext - Complete Assembly
[2080860000000] 9Kg D Powder Stored Pressure Fire Extinguisher c/w Hose & Horn, Plastic Skirt, Hook Bracket 74 |  |  |  | 2080860000000 | 0315160000000 | 1.0000 | nos. |  | 1.1 Portable Ext - Complete Assembly
[2080860000000] 9Kg D Powder Stored Pressure Fire Extinguisher c/w Hose & Horn, Plastic Skirt, Hook Bracket 74 |  |  |  | 2080860000000 | 0302170000000 | 1.0000 | nos. |  | 1.1 Portable Ext - Complete Assembly
[2080860000000] 9Kg D Powder Stored Pressure Fire Extinguisher c/w Hose & Horn, Plastic Skirt, Hook Bracket 74 |  |  |  | 2080860000000 | 0303250000000 | 1.0000 | nos. |  | 1.1 Portable Ext - Complete Assembly
[2080860000000] 9Kg D Powder Stored Pressure Fire Extinguisher c/w Hose & Horn, Plastic Skirt, Hook Bracket 74 |  |  |  | 2080860000000 | 0300260900000 | 1.0000 | nos. |  | 1.1 Portable Ext - Complete Assembly
[2080860000000] 9Kg D Powder Stored Pressure Fire Extinguisher c/w Hose & Horn, Plastic Skirt, Hook Bracket 74 |  |  |  | 2080860000000 | 0301310300000 | 1.0000 | nos. |  | 1.1 Portable Ext - Complete Assembly
[2080860000000] 9Kg D Powder Stored Pressure Fire Extinguisher c/w Hose & Horn, Plastic Skirt, Hook Bracket 74 |  |  |  | 2080860000000 | 0309810000000 | 1.0000 | nos. |  | 1.1 Portable Ext - Complete Assembly
[2080860000000] 9Kg D Powder Stored Pressure Fire Extinguisher c/w Hose & Horn, Plastic Skirt, Hook Bracket 74 |  |  |  | 2080860000000 | 0312510000000 | 9.0000 | kg |  | 1.1 Portable Ext - Complete Assembly
[2080860000000] 9Kg D Powder Stored Pressure Fire Extinguisher c/w Hose & Horn, Plastic Skirt, Hook Bracket 74 |  |  |  | 2080860000000 | 0300690000000 | 0.1100 | m3 |  | 1.1 Portable Ext - Complete Assembly
[2080870000000] 9Kg Purple K Cartridge Operated Fire Extinguisher, Fire Rating : 233B/C, Hose & Horn, Plastic Skirt, SS J Hook Bracket, Carton Box, |  |  |  | 2080870000000 | 0300190000000 | 1.0000 | nos. |  | 1.1 Portable Ext - Complete Assembly
[2080870000000] 9Kg Purple K Cartridge Operated Fire Extinguisher, Fire Rating : 233B/C, Hose & Horn, Plastic Skirt, SS J Hook Bracket, Carton Box, |  |  |  | 2080870000000 | 0300070000000 | 1.0000 | nos. |  | 1.1 Portable Ext - Complete Assembly
[2080870000000] 9Kg Purple K Cartridge Operated Fire Extinguisher, Fire Rating : 233B/C, Hose & Horn, Plastic Skirt, SS J Hook Bracket, Carton Box, |  |  |  | 2080870000000 | 0302170200000 | 1.0000 | nos. |  | 1.1 Portable Ext - Complete Assembly
[2080870000000] 9Kg Purple K Cartridge Operated Fire Extinguisher, Fire Rating : 233B/C, Hose & Horn, Plastic Skirt, SS J Hook Bracket, Carton Box, |  |  |  | 2080870000000 | 0315160000000 | 1.0000 | nos. |  | 1.1 Portable Ext - Complete Assembly
[2080870000000] 9Kg Purple K Cartridge Operated Fire Extinguisher, Fire Rating : 233B/C, Hose & Horn, Plastic Skirt, SS J Hook Bracket, Carton Box, |  |  |  | 2080870000000 | 0305150000000 | 1.0000 | nos. |  | 1.1 Portable Ext - Complete Assembly
[2080870000000] 9Kg Purple K Cartridge Operated Fire Extinguisher, Fire Rating : 233B/C, Hose & Horn, Plastic Skirt, SS J Hook Bracket, Carton Box, |  |  |  | 2080870000000 | 0302500000000 | 9.0000 | kg |  | 1.1 Portable Ext - Complete Assembly
[2080870000000] 9Kg Purple K Cartridge Operated Fire Extinguisher, Fire Rating : 233B/C, Hose & Horn, Plastic Skirt, SS J Hook Bracket, Carton Box, |  |  |  | 2080870000000 | 0303920500000 | 1.0000 | nos. |  | 1.1 Portable Ext - Complete Assembly
[2080870000000] 9Kg Purple K Cartridge Operated Fire Extinguisher, Fire Rating : 233B/C, Hose & Horn, Plastic Skirt, SS J Hook Bracket, Carton Box, |  |  |  | 2080870000000 | 0306580000000 | 1.0000 | nos. |  | 1.1 Portable Ext - Complete Assembly
[2080870000000] 9Kg Purple K Cartridge Operated Fire Extinguisher, Fire Rating : 233B/C, Hose & Horn, Plastic Skirt, SS J Hook Bracket, Carton Box, |  |  |  | 2080870000000 | 0316040000000 | 1.0000 | nos. |  | 1.1 Portable Ext - Complete Assembly
[2080870000000] 9Kg Purple K Cartridge Operated Fire Extinguisher, Fire Rating : 233B/C, Hose & Horn, Plastic Skirt, SS J Hook Bracket, Carton Box, |  |  |  | 2080870000000 | 0321250000000 | 1.0000 | nos. |  | 1.1 Portable Ext - Complete Assembly
[2080870000000] 9Kg Purple K Cartridge Operated Fire Extinguisher, Fire Rating : 233B/C, Hose & Horn, Plastic Skirt, SS J Hook Bracket, Carton Box, |  |  |  | 2080870000000 | 0303920600000 | 1.0000 | nos. |  | 1.1 Portable Ext - Complete Assembly
[2080870000000] 9Kg Purple K Cartridge Operated Fire Extinguisher, Fire Rating : 233B/C, Hose & Horn, Plastic Skirt, SS J Hook Bracket, Carton Box, |  |  |  | 2080870000000 | 0309830000000 | 1.0000 | nos. |  | 1.1 Portable Ext - Complete Assembly
[2080880000000] 9Kg Monnex Powder Cartridge Operated Fire Extinguisher, Fire Rating : 233B, Hose & Horn, Plastic Skirt And SS J Hook Bracket, Carton Box, |  |  |  | 2080880000000 | 0306580000000 | 1.0000 | nos. |  | 1.1 Portable Ext - Complete Assembly
[2080880000000] 9Kg Monnex Powder Cartridge Operated Fire Extinguisher, Fire Rating : 233B, Hose & Horn, Plastic Skirt And SS J Hook Bracket, Carton Box, |  |  |  | 2080880000000 | 0309830000000 | 1.0000 | nos. |  | 1.1 Portable Ext - Complete Assembly
[2080880000000] 9Kg Monnex Powder Cartridge Operated Fire Extinguisher, Fire Rating : 233B, Hose & Horn, Plastic Skirt And SS J Hook Bracket, Carton Box, |  |  |  | 2080880000000 | 0302170200000 | 1.0000 | nos. |  | 1.1 Portable Ext - Complete Assembly
[2080880000000] 9Kg Monnex Powder Cartridge Operated Fire Extinguisher, Fire Rating : 233B, Hose & Horn, Plastic Skirt And SS J Hook Bracket, Carton Box, |  |  |  | 2080880000000 | 0302510000000 | 9.0000 | kg |  | 1.1 Portable Ext - Complete Assembly
[2080880000000] 9Kg Monnex Powder Cartridge Operated Fire Extinguisher, Fire Rating : 233B, Hose & Horn, Plastic Skirt And SS J Hook Bracket, Carton Box, |  |  |  | 2080880000000 | 0315160000000 | 1.0000 | nos. |  | 1.1 Portable Ext - Complete Assembly
[2080880000000] 9Kg Monnex Powder Cartridge Operated Fire Extinguisher, Fire Rating : 233B, Hose & Horn, Plastic Skirt And SS J Hook Bracket, Carton Box, |  |  |  | 2080880000000 | 0303920600000 | 1.0000 | nos. |  | 1.1 Portable Ext - Complete Assembly
[2080880000000] 9Kg Monnex Powder Cartridge Operated Fire Extinguisher, Fire Rating : 233B, Hose & Horn, Plastic Skirt And SS J Hook Bracket, Carton Box, |  |  |  | 2080880000000 | 0300070000000 | 1.0000 | nos. |  | 1.1 Portable Ext - Complete Assembly
[2080880000000] 9Kg Monnex Powder Cartridge Operated Fire Extinguisher, Fire Rating : 233B, Hose & Horn, Plastic Skirt And SS J Hook Bracket, Carton Box, |  |  |  | 2080880000000 | 0316040000000 | 1.0000 | nos. |  | 1.1 Portable Ext - Complete Assembly
[2080880000000] 9Kg Monnex Powder Cartridge Operated Fire Extinguisher, Fire Rating : 233B, Hose & Horn, Plastic Skirt And SS J Hook Bracket, Carton Box, |  |  |  | 2080880000000 | 0300190000000 | 1.0000 | nos. |  | 1.1 Portable Ext - Complete Assembly
[2080880000000] 9Kg Monnex Powder Cartridge Operated Fire Extinguisher, Fire Rating : 233B, Hose & Horn, Plastic Skirt And SS J Hook Bracket, Carton Box, |  |  |  | 2080880000000 | 0303920500000 | 1.0000 | nos. |  | 1.1 Portable Ext - Complete Assembly
[2080880000000] 9Kg Monnex Powder Cartridge Operated Fire Extinguisher, Fire Rating : 233B, Hose & Horn, Plastic Skirt And SS J Hook Bracket, Carton Box, |  |  |  | 2080880000000 | 0321250000000 | 1.0000 | nos. |  | 1.1 Portable Ext - Complete Assembly
[2080880000000] 9Kg Monnex Powder Cartridge Operated Fire Extinguisher, Fire Rating : 233B, Hose & Horn, Plastic Skirt And SS J Hook Bracket, Carton Box, |  |  |  | 2080880000000 | 0305150000000 | 1.0000 | nos. |  | 1.1 Portable Ext - Complete Assembly
[2080890100000] 11Kg Monnex Cartridge Operated Fire Extinguisher C/w LPCB Approval, Fire Rating : 233B/C, Hose & Horn, SS J Hook Bracket, Plastic Skirt, Carton Box, (Dwg No. 20808901) |  |  |  | 2080890100000 | 0302170200000 | 1.0000 | nos. |  | 1.1 Portable Ext - Complete Assembly
[2080890100000] 11Kg Monnex Cartridge Operated Fire Extinguisher C/w LPCB Approval, Fire Rating : 233B/C, Hose & Horn, SS J Hook Bracket, Plastic Skirt, Carton Box, (Dwg No. 20808901) |  |  |  | 2080890100000 | 0303920500000 | 1.0000 | nos. |  | 1.1 Portable Ext - Complete Assembly
[2080890100000] 11Kg Monnex Cartridge Operated Fire Extinguisher C/w LPCB Approval, Fire Rating : 233B/C, Hose & Horn, SS J Hook Bracket, Plastic Skirt, Carton Box, (Dwg No. 20808901) |  |  |  | 2080890100000 | 0300070000000 | 1.0000 | nos. |  | 1.1 Portable Ext - Complete Assembly
[2080890100000] 11Kg Monnex Cartridge Operated Fire Extinguisher C/w LPCB Approval, Fire Rating : 233B/C, Hose & Horn, SS J Hook Bracket, Plastic Skirt, Carton Box, (Dwg No. 20808901) |  |  |  | 2080890100000 | 0300190000000 | 1.0000 | nos. |  | 1.1 Portable Ext - Complete Assembly
[2080890100000] 11Kg Monnex Cartridge Operated Fire Extinguisher C/w LPCB Approval, Fire Rating : 233B/C, Hose & Horn, SS J Hook Bracket, Plastic Skirt, Carton Box, (Dwg No. 20808901) |  |  |  | 2080890100000 | 0315160000000 | 1.0000 | nos. |  | 1.1 Portable Ext - Complete Assembly
[2080890100000] 11Kg Monnex Cartridge Operated Fire Extinguisher C/w LPCB Approval, Fire Rating : 233B/C, Hose & Horn, SS J Hook Bracket, Plastic Skirt, Carton Box, (Dwg No. 20808901) |  |  |  | 2080890100000 | 0302510000000 | 11.0000 | kg |  | 1.1 Portable Ext - Complete Assembly
[2080890100000] 11Kg Monnex Cartridge Operated Fire Extinguisher C/w LPCB Approval, Fire Rating : 233B/C, Hose & Horn, SS J Hook Bracket, Plastic Skirt, Carton Box, (Dwg No. 20808901) |  |  |  | 2080890100000 | 0316040000000 | 1.0000 | nos. |  | 1.1 Portable Ext - Complete Assembly
[2080890100000] 11Kg Monnex Cartridge Operated Fire Extinguisher C/w LPCB Approval, Fire Rating : 233B/C, Hose & Horn, SS J Hook Bracket, Plastic Skirt, Carton Box, (Dwg No. 20808901) |  |  |  | 2080890100000 | 0309830000000 | 1.0000 | nos. |  | 1.1 Portable Ext - Complete Assembly
[2080890100000] 11Kg Monnex Cartridge Operated Fire Extinguisher C/w LPCB Approval, Fire Rating : 233B/C, Hose & Horn, SS J Hook Bracket, Plastic Skirt, Carton Box, (Dwg No. 20808901) |  |  |  | 2080890100000 | 0306580000000 | 1.0000 | nos. |  | 1.1 Portable Ext - Complete Assembly
[2080890100000] 11Kg Monnex Cartridge Operated Fire Extinguisher C/w LPCB Approval, Fire Rating : 233B/C, Hose & Horn, SS J Hook Bracket, Plastic Skirt, Carton Box, (Dwg No. 20808901) |  |  |  | 2080890100000 | 0321250000000 | 1.0000 | nos. |  | 1.1 Portable Ext - Complete Assembly
[2080890100000] 11Kg Monnex Cartridge Operated Fire Extinguisher C/w LPCB Approval, Fire Rating : 233B/C, Hose & Horn, SS J Hook Bracket, Plastic Skirt, Carton Box, (Dwg No. 20808901) |  |  |  | 2080890100000 | 0305150000000 | 1.0000 | nos. |  | 1.1 Portable Ext - Complete Assembly
[2080890100000] 11Kg Monnex Cartridge Operated Fire Extinguisher C/w LPCB Approval, Fire Rating : 233B/C, Hose & Horn, SS J Hook Bracket, Plastic Skirt, Carton Box, (Dwg No. 20808901) |  |  |  | 2080890100000 | 0303920600000 | 1.0000 | nos. |  | 1.1 Portable Ext - Complete Assembly
[2080900000000] 12Kg Purple K Cartridge Operated Fire Extinguisher C/w LPCB Approval, Fire Rating : 233B/C, Hose & Horn, Plastic Skirt, SS J Hook Bracket, Carton Box, (Dwg No. 20809000) |  |  |  | 2080900000000 | 0303920500000 | 1.0000 | nos. |  | 1.1 Portable Ext - Complete Assembly
[2080900000000] 12Kg Purple K Cartridge Operated Fire Extinguisher C/w LPCB Approval, Fire Rating : 233B/C, Hose & Horn, Plastic Skirt, SS J Hook Bracket, Carton Box, (Dwg No. 20809000) |  |  |  | 2080900000000 | 0305150000000 | 1.0000 | nos. |  | 1.1 Portable Ext - Complete Assembly
[2080900000000] 12Kg Purple K Cartridge Operated Fire Extinguisher C/w LPCB Approval, Fire Rating : 233B/C, Hose & Horn, Plastic Skirt, SS J Hook Bracket, Carton Box, (Dwg No. 20809000) |  |  |  | 2080900000000 | 0300190000000 | 1.0000 | nos. |  | 1.1 Portable Ext - Complete Assembly
[2080900000000] 12Kg Purple K Cartridge Operated Fire Extinguisher C/w LPCB Approval, Fire Rating : 233B/C, Hose & Horn, Plastic Skirt, SS J Hook Bracket, Carton Box, (Dwg No. 20809000) |  |  |  | 2080900000000 | 0302500000000 | 12.0000 | kg |  | 1.1 Portable Ext - Complete Assembly
[2080900000000] 12Kg Purple K Cartridge Operated Fire Extinguisher C/w LPCB Approval, Fire Rating : 233B/C, Hose & Horn, Plastic Skirt, SS J Hook Bracket, Carton Box, (Dwg No. 20809000) |  |  |  | 2080900000000 | 0306580000000 | 1.0000 | nos. |  | 1.1 Portable Ext - Complete Assembly
[2080900000000] 12Kg Purple K Cartridge Operated Fire Extinguisher C/w LPCB Approval, Fire Rating : 233B/C, Hose & Horn, Plastic Skirt, SS J Hook Bracket, Carton Box, (Dwg No. 20809000) |  |  |  | 2080900000000 | 0302170200000 | 1.0000 | nos. |  | 1.1 Portable Ext - Complete Assembly
[2080900000000] 12Kg Purple K Cartridge Operated Fire Extinguisher C/w LPCB Approval, Fire Rating : 233B/C, Hose & Horn, Plastic Skirt, SS J Hook Bracket, Carton Box, (Dwg No. 20809000) |  |  |  | 2080900000000 | 0321250000000 | 1.0000 | nos. |  | 1.1 Portable Ext - Complete Assembly
[2080900000000] 12Kg Purple K Cartridge Operated Fire Extinguisher C/w LPCB Approval, Fire Rating : 233B/C, Hose & Horn, Plastic Skirt, SS J Hook Bracket, Carton Box, (Dwg No. 20809000) |  |  |  | 2080900000000 | 0315160000000 | 1.0000 | nos. |  | 1.1 Portable Ext - Complete Assembly
[2080900000000] 12Kg Purple K Cartridge Operated Fire Extinguisher C/w LPCB Approval, Fire Rating : 233B/C, Hose & Horn, Plastic Skirt, SS J Hook Bracket, Carton Box, (Dwg No. 20809000) |  |  |  | 2080900000000 | 0300070000000 | 1.0000 | nos. |  | 1.1 Portable Ext - Complete Assembly
[2080900000000] 12Kg Purple K Cartridge Operated Fire Extinguisher C/w LPCB Approval, Fire Rating : 233B/C, Hose & Horn, Plastic Skirt, SS J Hook Bracket, Carton Box, (Dwg No. 20809000) |  |  |  | 2080900000000 | 0303920600000 | 1.0000 | nos. |  | 1.1 Portable Ext - Complete Assembly
[2080900000000] 12Kg Purple K Cartridge Operated Fire Extinguisher C/w LPCB Approval, Fire Rating : 233B/C, Hose & Horn, Plastic Skirt, SS J Hook Bracket, Carton Box, (Dwg No. 20809000) |  |  |  | 2080900000000 | 0309830000000 | 1.0000 | nos. |  | 1.1 Portable Ext - Complete Assembly
[2080900000000] 12Kg Purple K Cartridge Operated Fire Extinguisher C/w LPCB Approval, Fire Rating : 233B/C, Hose & Horn, Plastic Skirt, SS J Hook Bracket, Carton Box, (Dwg No. 20809000) |  |  |  | 2080900000000 | 0316040000000 | 1.0000 | nos. |  | 1.1 Portable Ext - Complete Assembly
[2080900022001] 12Kg Purple K Cartridge Operated Fire Extinguisher c/w LPCB Approval, Fire Rating : 233B/C, Hose & Horn, Plastic Skirt, SS J Hook Bracket, Carton Box, Arabic Wording, (Dwg No. 20809000) |  |  |  | 2080900022001 | 0300070000000 | 1.0000 | nos. |  | 1.1 Portable Ext - Complete Assembly
[2080900022001] 12Kg Purple K Cartridge Operated Fire Extinguisher c/w LPCB Approval, Fire Rating : 233B/C, Hose & Horn, Plastic Skirt, SS J Hook Bracket, Carton Box, Arabic Wording, (Dwg No. 20809000) |  |  |  | 2080900022001 | 0309830000000 | 1.0000 | nos. |  | 1.1 Portable Ext - Complete Assembly
[2080900022001] 12Kg Purple K Cartridge Operated Fire Extinguisher c/w LPCB Approval, Fire Rating : 233B/C, Hose & Horn, Plastic Skirt, SS J Hook Bracket, Carton Box, Arabic Wording, (Dwg No. 20809000) |  |  |  | 2080900022001 | 0303920600000 | 1.0000 | nos. |  | 1.1 Portable Ext - Complete Assembly
[2080900022001] 12Kg Purple K Cartridge Operated Fire Extinguisher c/w LPCB Approval, Fire Rating : 233B/C, Hose & Horn, Plastic Skirt, SS J Hook Bracket, Carton Box, Arabic Wording, (Dwg No. 20809000) |  |  |  | 2080900022001 | 0305150000000 | 1.0000 | nos. |  | 1.1 Portable Ext - Complete Assembly
[2080900022001] 12Kg Purple K Cartridge Operated Fire Extinguisher c/w LPCB Approval, Fire Rating : 233B/C, Hose & Horn, Plastic Skirt, SS J Hook Bracket, Carton Box, Arabic Wording, (Dwg No. 20809000) |  |  |  | 2080900022001 | 0315160000000 | 1.0000 | nos. |  | 1.1 Portable Ext - Complete Assembly
[2080900022001] 12Kg Purple K Cartridge Operated Fire Extinguisher c/w LPCB Approval, Fire Rating : 233B/C, Hose & Horn, Plastic Skirt, SS J Hook Bracket, Carton Box, Arabic Wording, (Dwg No. 20809000) |  |  |  | 2080900022001 | 0321250000000 | 1.0000 | nos. |  | 1.1 Portable Ext - Complete Assembly
[2080900022001] 12Kg Purple K Cartridge Operated Fire Extinguisher c/w LPCB Approval, Fire Rating : 233B/C, Hose & Horn, Plastic Skirt, SS J Hook Bracket, Carton Box, Arabic Wording, (Dwg No. 20809000) |  |  |  | 2080900022001 | 0302170200000 | 1.0000 | nos. |  | 1.1 Portable Ext - Complete Assembly
[2080900022001] 12Kg Purple K Cartridge Operated Fire Extinguisher c/w LPCB Approval, Fire Rating : 233B/C, Hose & Horn, Plastic Skirt, SS J Hook Bracket, Carton Box, Arabic Wording, (Dwg No. 20809000) |  |  |  | 2080900022001 | 0306580000000 | 1.0000 | nos. |  | 1.1 Portable Ext - Complete Assembly
[2080900022001] 12Kg Purple K Cartridge Operated Fire Extinguisher c/w LPCB Approval, Fire Rating : 233B/C, Hose & Horn, Plastic Skirt, SS J Hook Bracket, Carton Box, Arabic Wording, (Dwg No. 20809000) |  |  |  | 2080900022001 | 0316040000000 | 1.0000 | nos. |  | 1.1 Portable Ext - Complete Assembly
[2080900022001] 12Kg Purple K Cartridge Operated Fire Extinguisher c/w LPCB Approval, Fire Rating : 233B/C, Hose & Horn, Plastic Skirt, SS J Hook Bracket, Carton Box, Arabic Wording, (Dwg No. 20809000) |  |  |  | 2080900022001 | 0300190000000 | 1.0000 | nos. |  | 1.1 Portable Ext - Complete Assembly
[2080900022001] 12Kg Purple K Cartridge Operated Fire Extinguisher c/w LPCB Approval, Fire Rating : 233B/C, Hose & Horn, Plastic Skirt, SS J Hook Bracket, Carton Box, Arabic Wording, (Dwg No. 20809000) |  |  |  | 2080900022001 | 0302500000000 | 12.0000 | kg |  | 1.1 Portable Ext - Complete Assembly
[2080900022001] 12Kg Purple K Cartridge Operated Fire Extinguisher c/w LPCB Approval, Fire Rating : 233B/C, Hose & Horn, Plastic Skirt, SS J Hook Bracket, Carton Box, Arabic Wording, (Dwg No. 20809000) |  |  |  | 2080900022001 | 0303920500000 | 1.0000 | nos. |  | 1.1 Portable Ext - Complete Assembly
[2080924700000] 2L Watermist Stored Pressure Fire Extinguisher c/w SETSCO Approval, Fire Rating 5A, 21B, 25F |  |  |  | 2080924700000 | 0300690000000 | 0.0400 | m3 |  | 1.1 Portable Ext - Complete Assembly
[2080924700000] 2L Watermist Stored Pressure Fire Extinguisher c/w SETSCO Approval, Fire Rating 5A, 21B, 25F |  |  |  | 2080924700000 | 0323942300000 | 1.0000 | nos. |  | 1.1 Portable Ext - Complete Assembly
[2080924700000] 2L Watermist Stored Pressure Fire Extinguisher c/w SETSCO Approval, Fire Rating 5A, 21B, 25F |  |  |  | 2080924700000 | 0307160400000 | 1.0000 | nos. |  | 1.1 Portable Ext - Complete Assembly
[2080924700000] 2L Watermist Stored Pressure Fire Extinguisher c/w SETSCO Approval, Fire Rating 5A, 21B, 25F |  |  |  | 2080924700000 | 0302160000000 | 1.0000 | nos. |  | 1.1 Portable Ext - Complete Assembly
[2080924700000] 2L Watermist Stored Pressure Fire Extinguisher c/w SETSCO Approval, Fire Rating 5A, 21B, 25F |  |  |  | 2080924700000 | 0323924700000 | 1.0000 | nos. |  | 1.1 Portable Ext - Complete Assembly
[2080924700000] 2L Watermist Stored Pressure Fire Extinguisher c/w SETSCO Approval, Fire Rating 5A, 21B, 25F |  |  |  | 2080924700000 | 0323941200000 | 1.0000 | set |  | 1.1 Portable Ext - Complete Assembly
[2080924900000] 6L Watermist Stored Pressure Fire Extinguisher c/w SETSCO Approval, Fire Rating 13A, 21B, 40F |  |  |  | 2080924900000 | 0323942300000 | 1.0000 | nos. |  | 1.1 Portable Ext - Complete Assembly
[2080924900000] 6L Watermist Stored Pressure Fire Extinguisher c/w SETSCO Approval, Fire Rating 13A, 21B, 40F |  |  |  | 2080924900000 | 0307160400000 | 1.0000 | nos. |  | 1.1 Portable Ext - Complete Assembly
[2080924900000] 6L Watermist Stored Pressure Fire Extinguisher c/w SETSCO Approval, Fire Rating 13A, 21B, 40F |  |  |  | 2080924900000 | 0323924900000 | 1.0000 | nos. |  | 1.1 Portable Ext - Complete Assembly
[2080924900000] 6L Watermist Stored Pressure Fire Extinguisher c/w SETSCO Approval, Fire Rating 13A, 21B, 40F |  |  |  | 2080924900000 | 0323941400000 | 1.0000 | set |  | 1.1 Portable Ext - Complete Assembly
[2080924900000] 6L Watermist Stored Pressure Fire Extinguisher c/w SETSCO Approval, Fire Rating 13A, 21B, 40F |  |  |  | 2080924900000 | 0302170000000 | 1.0000 | nos. |  | 1.1 Portable Ext - Complete Assembly
[2080924900000] 6L Watermist Stored Pressure Fire Extinguisher c/w SETSCO Approval, Fire Rating 13A, 21B, 40F |  |  |  | 2080924900000 | 0300690000000 | 1.0000 | m3 |  | 1.1 Portable Ext - Complete Assembly
[2080925300000] 2L Watermist With Inilam AX Additives Stored Pressure Fire Extinguisher c/w SETSCO Approval, Fire Rating 8A, 21B, 25F |  |  |  | 2080925300000 | 0316820000000 | 0.3000 | ltr |  | 1.1 Portable Ext - Complete Assembly
[2080925300000] 2L Watermist With Inilam AX Additives Stored Pressure Fire Extinguisher c/w SETSCO Approval, Fire Rating 8A, 21B, 25F |  |  |  | 2080925300000 | 0323924700000 | 1.0000 | nos. |  | 1.1 Portable Ext - Complete Assembly
[2080925300000] 2L Watermist With Inilam AX Additives Stored Pressure Fire Extinguisher c/w SETSCO Approval, Fire Rating 8A, 21B, 25F |  |  |  | 2080925300000 | 0300690000000 | 0.0400 | m3 |  | 1.1 Portable Ext - Complete Assembly
[2080925300000] 2L Watermist With Inilam AX Additives Stored Pressure Fire Extinguisher c/w SETSCO Approval, Fire Rating 8A, 21B, 25F |  |  |  | 2080925300000 | 0302160000000 | 1.0000 | nos. |  | 1.1 Portable Ext - Complete Assembly
[2080925300000] 2L Watermist With Inilam AX Additives Stored Pressure Fire Extinguisher c/w SETSCO Approval, Fire Rating 8A, 21B, 25F |  |  |  | 2080925300000 | 0323942300000 | 1.0000 | nos. |  | 1.1 Portable Ext - Complete Assembly
[2080925300000] 2L Watermist With Inilam AX Additives Stored Pressure Fire Extinguisher c/w SETSCO Approval, Fire Rating 8A, 21B, 25F |  |  |  | 2080925300000 | 0323941200000 | 1.0000 | set |  | 1.1 Portable Ext - Complete Assembly
[2080925300000] 2L Watermist With Inilam AX Additives Stored Pressure Fire Extinguisher c/w SETSCO Approval, Fire Rating 8A, 21B, 25F |  |  |  | 2080925300000 | 0307160400000 | 1.0000 | nos. |  | 1.1 Portable Ext - Complete Assembly
[2080925500000] 9L Watermist Stored Pressure Fire Extinguisher c/w SETSCO Approval, Fire Rating 21A, 21B, 40F, Stainless Steel Cylinder |  |  |  | 2080925500000 | 0302170000000 | 1.0000 | nos. |  | 1.1 Portable Ext - Complete Assembly
[2080925500000] 9L Watermist Stored Pressure Fire Extinguisher c/w SETSCO Approval, Fire Rating 21A, 21B, 40F, Stainless Steel Cylinder |  |  |  | 2080925500000 | 0307160400000 | 1.0000 | nos. |  | 1.1 Portable Ext - Complete Assembly
[2080925500000] 9L Watermist Stored Pressure Fire Extinguisher c/w SETSCO Approval, Fire Rating 21A, 21B, 40F, Stainless Steel Cylinder |  |  |  | 2080925500000 | 0323942200000 | 1.0000 | nos. |  | 1.1 Portable Ext - Complete Assembly
[2080925500000] 9L Watermist Stored Pressure Fire Extinguisher c/w SETSCO Approval, Fire Rating 21A, 21B, 40F, Stainless Steel Cylinder |  |  |  | 2080925500000 | 0323941600000 | 1.0000 | set |  | 1.1 Portable Ext - Complete Assembly
[2080925500000] 9L Watermist Stored Pressure Fire Extinguisher c/w SETSCO Approval, Fire Rating 21A, 21B, 40F, Stainless Steel Cylinder |  |  |  | 2080925500000 | 0300690000000 | 1.0000 | m3 |  | 1.1 Portable Ext - Complete Assembly
[2080925500000] 9L Watermist Stored Pressure Fire Extinguisher c/w SETSCO Approval, Fire Rating 21A, 21B, 40F, Stainless Steel Cylinder |  |  |  | 2080925500000 | 0323925000000 | 1.0000 | nos. |  | 1.1 Portable Ext - Complete Assembly
[2080925600000] 2L Watermist Stored Pressure Fire Extinguisher c/w SETSCO approval, Fire Rating 5A/21B/25F |  |  |  | 2080925600000 | 0323942300000 | 1.0000 | nos. |  | 1.1 Portable Ext - Complete Assembly
[2080925600000] 2L Watermist Stored Pressure Fire Extinguisher c/w SETSCO approval, Fire Rating 5A/21B/25F |  |  |  | 2080925600000 | 0300690000000 | 0.0400 | m3 |  | 1.1 Portable Ext - Complete Assembly
[2080925600000] 2L Watermist Stored Pressure Fire Extinguisher c/w SETSCO approval, Fire Rating 5A/21B/25F |  |  |  | 2080925600000 | 0302160000000 | 1.0000 | nos. |  | 1.1 Portable Ext - Complete Assembly
[2080925600000] 2L Watermist Stored Pressure Fire Extinguisher c/w SETSCO approval, Fire Rating 5A/21B/25F |  |  |  | 2080925600000 | 0323924700000 | 1.0000 | nos. |  | 1.1 Portable Ext - Complete Assembly
[2080925600000] 2L Watermist Stored Pressure Fire Extinguisher c/w SETSCO approval, Fire Rating 5A/21B/25F |  |  |  | 2080925600000 | 0323941200000 | 1.0000 | set |  | 1.1 Portable Ext - Complete Assembly
[2080925600000] 2L Watermist Stored Pressure Fire Extinguisher c/w SETSCO approval, Fire Rating 5A/21B/25F |  |  |  | 2080925600000 | 0304500000000 | 1.0000 | nos. |  | 1.1 Portable Ext - Complete Assembly
[2080925600000] 2L Watermist Stored Pressure Fire Extinguisher c/w SETSCO approval, Fire Rating 5A/21B/25F |  |  |  | 2080925600000 | 0307160400000 | 1.0000 | nos. |  | 1.1 Portable Ext - Complete Assembly
[2080925700000] 1.4L Watermist Stored Pressure Fire Extinguisher, Fire Rating 5A |  |  |  | 2080925700000 | 0300690000000 | 0.0200 | m3 |  | 1.1 Portable Ext - Complete Assembly
[2080925700000] 1.4L Watermist Stored Pressure Fire Extinguisher, Fire Rating 5A |  |  |  | 2080925700000 | 0323942300000 | 1.0000 | nos. |  | 1.1 Portable Ext - Complete Assembly
[2080925700000] 1.4L Watermist Stored Pressure Fire Extinguisher, Fire Rating 5A |  |  |  | 2080925700000 | 0302160000000 | 1.0000 | nos. |  | 1.1 Portable Ext - Complete Assembly
[2080925700000] 1.4L Watermist Stored Pressure Fire Extinguisher, Fire Rating 5A |  |  |  | 2080925700000 | 0323941100000 | 1.0000 | set |  | 1.1 Portable Ext - Complete Assembly
[2080925700000] 1.4L Watermist Stored Pressure Fire Extinguisher, Fire Rating 5A |  |  |  | 2080925700000 | 0304500000000 | 1.0000 | nos. |  | 1.1 Portable Ext - Complete Assembly
[2080925700000] 1.4L Watermist Stored Pressure Fire Extinguisher, Fire Rating 5A |  |  |  | 2080925700000 | 0323959300000 | 1.0000 | nos. |  | 1.1 Portable Ext - Complete Assembly
[2080925800000] 1.5L, Watermist Stored Pressure Fire Extinguisher |  |  |  | 2080925800000 | 0300030100000 | 1.0000 | nos. |  | 1.1 Portable Ext - Complete Assembly
[2080925800000] 1.5L, Watermist Stored Pressure Fire Extinguisher |  |  |  | 2080925800000 | 0306630100000 | 1.0000 | nos. |  | 1.1 Portable Ext - Complete Assembly
[2080925800000] 1.5L, Watermist Stored Pressure Fire Extinguisher |  |  |  | 2080925800000 | 0301310300000 | 1.0000 | nos. |  | 1.1 Portable Ext - Complete Assembly
[2080925800000] 1.5L, Watermist Stored Pressure Fire Extinguisher |  |  |  | 2080925800000 | 0300690000000 | 0.1000 | m3 |  | 1.1 Portable Ext - Complete Assembly
[2080925800000] 1.5L, Watermist Stored Pressure Fire Extinguisher |  |  |  | 2080925800000 | 0304500000000 | 1.0000 | nos. |  | 1.1 Portable Ext - Complete Assembly
[2080925800000] 1.5L, Watermist Stored Pressure Fire Extinguisher |  |  |  | 2080925800000 | 0323959900000 | 1.0000 | nos. |  | 1.1 Portable Ext - Complete Assembly
[2080925800000] 1.5L, Watermist Stored Pressure Fire Extinguisher |  |  |  | 2080925800000 | 0300640000000 | 1.0000 | nos. |  | 1.1 Portable Ext - Complete Assembly
[2080925800000] 1.5L, Watermist Stored Pressure Fire Extinguisher |  |  |  | 2080925800000 | 0302150000000 | 1.0000 | nos. |  | 1.1 Portable Ext - Complete Assembly
[2080925800000] 1.5L, Watermist Stored Pressure Fire Extinguisher |  |  |  | 2080925800000 | 0323942200000 | 1.0000 | nos. |  | 1.1 Portable Ext - Complete Assembly
[2080926000000] 3L Watermist With Additives Stored Pressure Fire Extinguisher c/w TUV Approval SS EN3-7, Fire Rating 13A, 55B, 40F, (Dwg No. 20809260) |  |  |  | 2080926000000 | 0301920000000 | 1.0000 | nos. |  | 1.1 Portable Ext - Complete Assembly
[2080926000000] 3L Watermist With Additives Stored Pressure Fire Extinguisher c/w TUV Approval SS EN3-7, Fire Rating 13A, 55B, 40F, (Dwg No. 20809260) |  |  |  | 2080926000000 | 0307160200000 | 1.0000 | nos. |  | 1.1 Portable Ext - Complete Assembly
[2080926000000] 3L Watermist With Additives Stored Pressure Fire Extinguisher c/w TUV Approval SS EN3-7, Fire Rating 13A, 55B, 40F, (Dwg No. 20809260) |  |  |  | 2080926000000 | 0323974500000 | 1.0000 | nos. |  | 1.1 Portable Ext - Complete Assembly
[2080926000000] 3L Watermist With Additives Stored Pressure Fire Extinguisher c/w TUV Approval SS EN3-7, Fire Rating 13A, 55B, 40F, (Dwg No. 20809260) |  |  |  | 2080926000000 | 0300270000000 | 1.0000 | nos. |  | 1.1 Portable Ext - Complete Assembly
[2080926000000] 3L Watermist With Additives Stored Pressure Fire Extinguisher c/w TUV Approval SS EN3-7, Fire Rating 13A, 55B, 40F, (Dwg No. 20809260) |  |  |  | 2080926000000 | 0306570000000 | 1.0000 | nos. |  | 1.1 Portable Ext - Complete Assembly
[2080926000000] 3L Watermist With Additives Stored Pressure Fire Extinguisher c/w TUV Approval SS EN3-7, Fire Rating 13A, 55B, 40F, (Dwg No. 20809260) |  |  |  | 2080926000000 | 0300030100000 | 1.0000 | nos. |  | 1.1 Portable Ext - Complete Assembly
[2080926000000] 3L Watermist With Additives Stored Pressure Fire Extinguisher c/w TUV Approval SS EN3-7, Fire Rating 13A, 55B, 40F, (Dwg No. 20809260) |  |  |  | 2080926000000 | 0300690000000 | 0.0200 | m3 |  | 1.1 Portable Ext - Complete Assembly
[2080926000000] 3L Watermist With Additives Stored Pressure Fire Extinguisher c/w TUV Approval SS EN3-7, Fire Rating 13A, 55B, 40F, (Dwg No. 20809260) |  |  |  | 2080926000000 | 0301310200000 | 1.0000 | nos. |  | 1.1 Portable Ext - Complete Assembly
[2080926000000] 3L Watermist With Additives Stored Pressure Fire Extinguisher c/w TUV Approval SS EN3-7, Fire Rating 13A, 55B, 40F, (Dwg No. 20809260) |  |  |  | 2080926000000 | 0302160000000 | 1.0000 | nos. |  | 1.1 Portable Ext - Complete Assembly
[2080926000000] 3L Watermist With Additives Stored Pressure Fire Extinguisher c/w TUV Approval SS EN3-7, Fire Rating 13A, 55B, 40F, (Dwg No. 20809260) |  |  |  | 2080926000000 | 0309780300000 | 1.0000 | nos. |  | 1.1 Portable Ext - Complete Assembly
[2080926000000] 3L Watermist With Additives Stored Pressure Fire Extinguisher c/w TUV Approval SS EN3-7, Fire Rating 13A, 55B, 40F, (Dwg No. 20809260) |  |  |  | 2080926000000 | 0316820000000 | 0.7500 | ltr |  | 1.1 Portable Ext - Complete Assembly
[2080926000000] 3L Watermist With Additives Stored Pressure Fire Extinguisher c/w TUV Approval SS EN3-7, Fire Rating 13A, 55B, 40F, (Dwg No. 20809260) |  |  |  | 2080926000000 | 0300250400000 | 1.0000 | nos. |  | 1.1 Portable Ext - Complete Assembly
[2080926000000] 3L Watermist With Additives Stored Pressure Fire Extinguisher c/w TUV Approval SS EN3-7, Fire Rating 13A, 55B, 40F, (Dwg No. 20809260) |  |  |  | 2080926000000 | 0323942300000 | 1.0000 | nos. |  | 1.1 Portable Ext - Complete Assembly
[2080926000000] 3L Watermist With Additives Stored Pressure Fire Extinguisher c/w TUV Approval SS EN3-7, Fire Rating 13A, 55B, 40F, (Dwg No. 20809260) |  |  |  | 2080926000000 | 0316810000000 | 0.0200 | ltr |  | 1.1 Portable Ext - Complete Assembly
[2080926300000] 6L Watermist With Additives Stored Pressure Fire Extinguisher c/w TUV Approval SS EN3, Fire Rating 21A/144B/75F, (Dwg No. 20809263) |  |  |  | 2080926300000 | 0316810000000 | 0.0300 | ltr |  | 1.1 Portable Ext - Complete Assembly
[2080926300000] 6L Watermist With Additives Stored Pressure Fire Extinguisher c/w TUV Approval SS EN3, Fire Rating 21A/144B/75F, (Dwg No. 20809263) |  |  |  | 2080926300000 | 0300690000000 | 0.0200 | m3 |  | 1.1 Portable Ext - Complete Assembly
[2080926300000] 6L Watermist With Additives Stored Pressure Fire Extinguisher c/w TUV Approval SS EN3, Fire Rating 21A/144B/75F, (Dwg No. 20809263) |  |  |  | 2080926300000 | 0307160200000 | 1.0000 | nos. |  | 1.1 Portable Ext - Complete Assembly
[2080926300000] 6L Watermist With Additives Stored Pressure Fire Extinguisher c/w TUV Approval SS EN3, Fire Rating 21A/144B/75F, (Dwg No. 20809263) |  |  |  | 2080926300000 | 0301310200000 | 1.0000 | nos. |  | 1.1 Portable Ext - Complete Assembly
[2080926300000] 6L Watermist With Additives Stored Pressure Fire Extinguisher c/w TUV Approval SS EN3, Fire Rating 21A/144B/75F, (Dwg No. 20809263) |  |  |  | 2080926300000 | 0300280000000 | 1.0000 | nos. |  | 1.1 Portable Ext - Complete Assembly
[2080926300000] 6L Watermist With Additives Stored Pressure Fire Extinguisher c/w TUV Approval SS EN3, Fire Rating 21A/144B/75F, (Dwg No. 20809263) |  |  |  | 2080926300000 | 0306580000000 | 1.0000 | nos. |  | 1.1 Portable Ext - Complete Assembly
[2080926300000] 6L Watermist With Additives Stored Pressure Fire Extinguisher c/w TUV Approval SS EN3, Fire Rating 21A/144B/75F, (Dwg No. 20809263) |  |  |  | 2080926300000 | 0323974900000 | 1.0000 | nos. |  | 1.1 Portable Ext - Complete Assembly
[2080926300000] 6L Watermist With Additives Stored Pressure Fire Extinguisher c/w TUV Approval SS EN3, Fire Rating 21A/144B/75F, (Dwg No. 20809263) |  |  |  | 2080926300000 | 0300030100000 | 1.0000 | nos. |  | 1.1 Portable Ext - Complete Assembly
[2080926300000] 6L Watermist With Additives Stored Pressure Fire Extinguisher c/w TUV Approval SS EN3, Fire Rating 21A/144B/75F, (Dwg No. 20809263) |  |  |  | 2080926300000 | 0301920000000 | 1.0000 | nos. |  | 1.1 Portable Ext - Complete Assembly
[2080926300000] 6L Watermist With Additives Stored Pressure Fire Extinguisher c/w TUV Approval SS EN3, Fire Rating 21A/144B/75F, (Dwg No. 20809263) |  |  |  | 2080926300000 | 0309820000000 | 1.0000 | nos. |  | 1.1 Portable Ext - Complete Assembly
[2080926300000] 6L Watermist With Additives Stored Pressure Fire Extinguisher c/w TUV Approval SS EN3, Fire Rating 21A/144B/75F, (Dwg No. 20809263) |  |  |  | 2080926300000 | 0316820000000 | 0.9000 | ltr |  | 1.1 Portable Ext - Complete Assembly
[2080926300000] 6L Watermist With Additives Stored Pressure Fire Extinguisher c/w TUV Approval SS EN3, Fire Rating 21A/144B/75F, (Dwg No. 20809263) |  |  |  | 2080926300000 | 0300261000000 | 1.0000 | nos. |  | 1.1 Portable Ext - Complete Assembly
[2080926300000] 6L Watermist With Additives Stored Pressure Fire Extinguisher c/w TUV Approval SS EN3, Fire Rating 21A/144B/75F, (Dwg No. 20809263) |  |  |  | 2080926300000 | 0302170000000 | 1.0000 | nos. |  | 1.1 Portable Ext - Complete Assembly
[2080926300000] 6L Watermist With Additives Stored Pressure Fire Extinguisher c/w TUV Approval SS EN3, Fire Rating 21A/144B/75F, (Dwg No. 20809263) |  |  |  | 2080926300000 | 0323942300000 | 1.0000 | nos. |  | 1.1 Portable Ext - Complete Assembly
[2080926700000] 6L Watermist with Additives Stored Pressure Fire Extinguisher c/w TUV Approval EN3, Fire Rating 21A/144B/75F, Carton Box, (Dwg No. 20809267) |  |  |  | 2080926700000 | 0300280000000 | 1.0000 | nos. |  | 1.1 Portable Ext - Complete Assembly
[2080926700000] 6L Watermist with Additives Stored Pressure Fire Extinguisher c/w TUV Approval EN3, Fire Rating 21A/144B/75F, Carton Box, (Dwg No. 20809267) |  |  |  | 2080926700000 | 0306580000000 | 1.0000 | nos. |  | 1.1 Portable Ext - Complete Assembly
[2080926700000] 6L Watermist with Additives Stored Pressure Fire Extinguisher c/w TUV Approval EN3, Fire Rating 21A/144B/75F, Carton Box, (Dwg No. 20809267) |  |  |  | 2080926700000 | 0305150000000 | 1.0000 | nos. |  | 1.1 Portable Ext - Complete Assembly
[2080926700000] 6L Watermist with Additives Stored Pressure Fire Extinguisher c/w TUV Approval EN3, Fire Rating 21A/144B/75F, Carton Box, (Dwg No. 20809267) |  |  |  | 2080926700000 | 0316810000000 | 0.0300 | ltr |  | 1.1 Portable Ext - Complete Assembly
[2080926700000] 6L Watermist with Additives Stored Pressure Fire Extinguisher c/w TUV Approval EN3, Fire Rating 21A/144B/75F, Carton Box, (Dwg No. 20809267) |  |  |  | 2080926700000 | 0323974900000 | 1.0000 | nos. |  | 1.1 Portable Ext - Complete Assembly
[2080926700000] 6L Watermist with Additives Stored Pressure Fire Extinguisher c/w TUV Approval EN3, Fire Rating 21A/144B/75F, Carton Box, (Dwg No. 20809267) |  |  |  | 2080926700000 | 0323942300000 | 1.0000 | nos. |  | 1.1 Portable Ext - Complete Assembly
[2080926700000] 6L Watermist with Additives Stored Pressure Fire Extinguisher c/w TUV Approval EN3, Fire Rating 21A/144B/75F, Carton Box, (Dwg No. 20809267) |  |  |  | 2080926700000 | 0300030100000 | 1.0000 | nos. |  | 1.1 Portable Ext - Complete Assembly
[2080926700000] 6L Watermist with Additives Stored Pressure Fire Extinguisher c/w TUV Approval EN3, Fire Rating 21A/144B/75F, Carton Box, (Dwg No. 20809267) |  |  |  | 2080926700000 | 0300261000000 | 1.0000 | nos. |  | 1.1 Portable Ext - Complete Assembly
[2080926700000] 6L Watermist with Additives Stored Pressure Fire Extinguisher c/w TUV Approval EN3, Fire Rating 21A/144B/75F, Carton Box, (Dwg No. 20809267) |  |  |  | 2080926700000 | 0301920000000 | 1.0000 | nos. |  | 1.1 Portable Ext - Complete Assembly
[2080926700000] 6L Watermist with Additives Stored Pressure Fire Extinguisher c/w TUV Approval EN3, Fire Rating 21A/144B/75F, Carton Box, (Dwg No. 20809267) |  |  |  | 2080926700000 | 0309820000000 | 1.0000 | nos. |  | 1.1 Portable Ext - Complete Assembly
[2080926700000] 6L Watermist with Additives Stored Pressure Fire Extinguisher c/w TUV Approval EN3, Fire Rating 21A/144B/75F, Carton Box, (Dwg No. 20809267) |  |  |  | 2080926700000 | 0302170000000 | 1.0000 | nos. |  | 1.1 Portable Ext - Complete Assembly
[2080926700000] 6L Watermist with Additives Stored Pressure Fire Extinguisher c/w TUV Approval EN3, Fire Rating 21A/144B/75F, Carton Box, (Dwg No. 20809267) |  |  |  | 2080926700000 | 0316820000000 | 0.9000 | ltr |  | 1.1 Portable Ext - Complete Assembly
[2080926700000] 6L Watermist with Additives Stored Pressure Fire Extinguisher c/w TUV Approval EN3, Fire Rating 21A/144B/75F, Carton Box, (Dwg No. 20809267) |  |  |  | 2080926700000 | 0301310200000 | 1.0000 | nos. |  | 1.1 Portable Ext - Complete Assembly
[2080926700000] 6L Watermist with Additives Stored Pressure Fire Extinguisher c/w TUV Approval EN3, Fire Rating 21A/144B/75F, Carton Box, (Dwg No. 20809267) |  |  |  | 2080926700000 | 0300690000000 | 0.0200 | m3 |  | 1.1 Portable Ext - Complete Assembly
[2080926700001] 6L Watermist with Additives Stored Pressure Fire Extinguisher c/w MED Approval EN3, Fire Rating 21A/144B/75F, Carton Box, (Dwg No. 20809267) |  |  |  | 2080926700001 | 0300280000000 | 1.0000 | nos. |  | 1.1 Portable Ext - Complete Assembly
[2080926700001] 6L Watermist with Additives Stored Pressure Fire Extinguisher c/w MED Approval EN3, Fire Rating 21A/144B/75F, Carton Box, (Dwg No. 20809267) |  |  |  | 2080926700001 | 0316820000000 | 0.9000 | ltr |  | 1.1 Portable Ext - Complete Assembly
[2080926700001] 6L Watermist with Additives Stored Pressure Fire Extinguisher c/w MED Approval EN3, Fire Rating 21A/144B/75F, Carton Box, (Dwg No. 20809267) |  |  |  | 2080926700001 | 0300261000000 | 1.0000 | nos. |  | 1.1 Portable Ext - Complete Assembly
[2080926700001] 6L Watermist with Additives Stored Pressure Fire Extinguisher c/w MED Approval EN3, Fire Rating 21A/144B/75F, Carton Box, (Dwg No. 20809267) |  |  |  | 2080926700001 | 0302170000000 | 1.0000 | nos. |  | 1.1 Portable Ext - Complete Assembly
[2080926700001] 6L Watermist with Additives Stored Pressure Fire Extinguisher c/w MED Approval EN3, Fire Rating 21A/144B/75F, Carton Box, (Dwg No. 20809267) |  |  |  | 2080926700001 | 0306580000000 | 1.0000 | nos. |  | 1.1 Portable Ext - Complete Assembly
[2080926700001] 6L Watermist with Additives Stored Pressure Fire Extinguisher c/w MED Approval EN3, Fire Rating 21A/144B/75F, Carton Box, (Dwg No. 20809267) |  |  |  | 2080926700001 | 0309820000000 | 1.0000 | nos. |  | 1.1 Portable Ext - Complete Assembly
[2080926700001] 6L Watermist with Additives Stored Pressure Fire Extinguisher c/w MED Approval EN3, Fire Rating 21A/144B/75F, Carton Box, (Dwg No. 20809267) |  |  |  | 2080926700001 | 0300030100000 | 1.0000 | nos. |  | 1.1 Portable Ext - Complete Assembly
[2080926700001] 6L Watermist with Additives Stored Pressure Fire Extinguisher c/w MED Approval EN3, Fire Rating 21A/144B/75F, Carton Box, (Dwg No. 20809267) |  |  |  | 2080926700001 | 0301920000000 | 1.0000 | nos. |  | 1.1 Portable Ext - Complete Assembly
[2080926700001] 6L Watermist with Additives Stored Pressure Fire Extinguisher c/w MED Approval EN3, Fire Rating 21A/144B/75F, Carton Box, (Dwg No. 20809267) |  |  |  | 2080926700001 | 0316810000000 | 0.0300 | ltr |  | 1.1 Portable Ext - Complete Assembly
[2080926700001] 6L Watermist with Additives Stored Pressure Fire Extinguisher c/w MED Approval EN3, Fire Rating 21A/144B/75F, Carton Box, (Dwg No. 20809267) |  |  |  | 2080926700001 | 0323974900000 | 1.0000 | nos. |  | 1.1 Portable Ext - Complete Assembly
[2080926700001] 6L Watermist with Additives Stored Pressure Fire Extinguisher c/w MED Approval EN3, Fire Rating 21A/144B/75F, Carton Box, (Dwg No. 20809267) |  |  |  | 2080926700001 | 0301310200000 | 1.0000 | nos. |  | 1.1 Portable Ext - Complete Assembly
[2080926700001] 6L Watermist with Additives Stored Pressure Fire Extinguisher c/w MED Approval EN3, Fire Rating 21A/144B/75F, Carton Box, (Dwg No. 20809267) |  |  |  | 2080926700001 | 0323942300000 | 1.0000 | nos. |  | 1.1 Portable Ext - Complete Assembly
[2080926700001] 6L Watermist with Additives Stored Pressure Fire Extinguisher c/w MED Approval EN3, Fire Rating 21A/144B/75F, Carton Box, (Dwg No. 20809267) |  |  |  | 2080926700001 | 0300690000000 | 0.0200 | m3 |  | 1.1 Portable Ext - Complete Assembly
[2080926700001] 6L Watermist with Additives Stored Pressure Fire Extinguisher c/w MED Approval EN3, Fire Rating 21A/144B/75F, Carton Box, (Dwg No. 20809267) |  |  |  | 2080926700001 | 0305150000000 | 1.0000 | nos. |  | 1.1 Portable Ext - Complete Assembly
[2080927100000] 3L Watermist With Additives Stored Pressure Fire Extinguisher c/w TUV Approval EN3, Fire Rating 13A, 55B, 40F, Carton Box, (Dwg No. 20809260) |  |  |  | 2080927100000 | 0300270000000 | 1.0000 | nos. |  | 1.1 Portable Ext - Complete Assembly
[2080927100000] 3L Watermist With Additives Stored Pressure Fire Extinguisher c/w TUV Approval EN3, Fire Rating 13A, 55B, 40F, Carton Box, (Dwg No. 20809260) |  |  |  | 2080927100000 | 0301310300000 | 1.0000 | nos. |  | 1.1 Portable Ext - Complete Assembly
[2080927100000] 3L Watermist With Additives Stored Pressure Fire Extinguisher c/w TUV Approval EN3, Fire Rating 13A, 55B, 40F, Carton Box, (Dwg No. 20809260) |  |  |  | 2080927100000 | 0300250400000 | 1.0000 | nos. |  | 1.1 Portable Ext - Complete Assembly
[2080927100000] 3L Watermist With Additives Stored Pressure Fire Extinguisher c/w TUV Approval EN3, Fire Rating 13A, 55B, 40F, Carton Box, (Dwg No. 20809260) |  |  |  | 2080927100000 | 0300690000000 | 0.0200 | m3 |  | 1.1 Portable Ext - Complete Assembly
[2080927100000] 3L Watermist With Additives Stored Pressure Fire Extinguisher c/w TUV Approval EN3, Fire Rating 13A, 55B, 40F, Carton Box, (Dwg No. 20809260) |  |  |  | 2080927100000 | 0300030100000 | 1.0000 | nos. |  | 1.1 Portable Ext - Complete Assembly
[2080927100000] 3L Watermist With Additives Stored Pressure Fire Extinguisher c/w TUV Approval EN3, Fire Rating 13A, 55B, 40F, Carton Box, (Dwg No. 20809260) |  |  |  | 2080927100000 | 0316810000000 | 0.0200 | ltr |  | 1.1 Portable Ext - Complete Assembly
[2080927100000] 3L Watermist With Additives Stored Pressure Fire Extinguisher c/w TUV Approval EN3, Fire Rating 13A, 55B, 40F, Carton Box, (Dwg No. 20809260) |  |  |  | 2080927100000 | 0309780300000 | 1.0000 | nos. |  | 1.1 Portable Ext - Complete Assembly
[2080927100000] 3L Watermist With Additives Stored Pressure Fire Extinguisher c/w TUV Approval EN3, Fire Rating 13A, 55B, 40F, Carton Box, (Dwg No. 20809260) |  |  |  | 2080927100000 | 0301920000000 | 1.0000 | nos. |  | 1.1 Portable Ext - Complete Assembly
[2080927100000] 3L Watermist With Additives Stored Pressure Fire Extinguisher c/w TUV Approval EN3, Fire Rating 13A, 55B, 40F, Carton Box, (Dwg No. 20809260) |  |  |  | 2080927100000 | 0306570000000 | 1.0000 | nos. |  | 1.1 Portable Ext - Complete Assembly
[2080927100000] 3L Watermist With Additives Stored Pressure Fire Extinguisher c/w TUV Approval EN3, Fire Rating 13A, 55B, 40F, Carton Box, (Dwg No. 20809260) |  |  |  | 2080927100000 | 0323974500000 | 1.0000 | nos. |  | 1.1 Portable Ext - Complete Assembly
[2080927100000] 3L Watermist With Additives Stored Pressure Fire Extinguisher c/w TUV Approval EN3, Fire Rating 13A, 55B, 40F, Carton Box, (Dwg No. 20809260) |  |  |  | 2080927100000 | 0302160000000 | 1.0000 | nos. |  | 1.1 Portable Ext - Complete Assembly
[2080927100000] 3L Watermist With Additives Stored Pressure Fire Extinguisher c/w TUV Approval EN3, Fire Rating 13A, 55B, 40F, Carton Box, (Dwg No. 20809260) |  |  |  | 2080927100000 | 0305130000000 | 1.0000 | nos. |  | 1.1 Portable Ext - Complete Assembly
[2080927100000] 3L Watermist With Additives Stored Pressure Fire Extinguisher c/w TUV Approval EN3, Fire Rating 13A, 55B, 40F, Carton Box, (Dwg No. 20809260) |  |  |  | 2080927100000 | 0316820000000 | 0.7500 | ltr |  | 1.1 Portable Ext - Complete Assembly
[2080927100000] 3L Watermist With Additives Stored Pressure Fire Extinguisher c/w TUV Approval EN3, Fire Rating 13A, 55B, 40F, Carton Box, (Dwg No. 20809260) |  |  |  | 2080927100000 | 0323942300000 | 1.0000 | nos. |  | 1.1 Portable Ext - Complete Assembly
[2080927200000] 6L Fluorine Free Lithium Ion Battery Fire Extinguisher c/w TUV Approval SS EN3 & NTA 8133, Fire Rating 13A/34B/75F & Li 600Wh, Hook Bracket 74, (Dwg No. 20809272) |  |  |  | 2080927200000 | 0302170000000 | 1.0000 | nos. |  | 1.1 Portable Ext - Complete Assembly
[2080927200000] 6L Fluorine Free Lithium Ion Battery Fire Extinguisher c/w TUV Approval SS EN3 & NTA 8133, Fire Rating 13A/34B/75F & Li 600Wh, Hook Bracket 74, (Dwg No. 20809272) |  |  |  | 2080927200000 | 0315250000000 | 1.0000 | nos. |  | 1.1 Portable Ext - Complete Assembly
[2080927200000] 6L Fluorine Free Lithium Ion Battery Fire Extinguisher c/w TUV Approval SS EN3 & NTA 8133, Fire Rating 13A/34B/75F & Li 600Wh, Hook Bracket 74, (Dwg No. 20809272) |  |  |  | 2080927200000 | 0300690000000 | 0.1100 | m3 |  | 1.1 Portable Ext - Complete Assembly
[2080927200000] 6L Fluorine Free Lithium Ion Battery Fire Extinguisher c/w TUV Approval SS EN3 & NTA 8133, Fire Rating 13A/34B/75F & Li 600Wh, Hook Bracket 74, (Dwg No. 20809272) |  |  |  | 2080927200000 | 0307160600000 | 1.0000 | nos. |  | 1.1 Portable Ext - Complete Assembly
[2080927200000] 6L Fluorine Free Lithium Ion Battery Fire Extinguisher c/w TUV Approval SS EN3 & NTA 8133, Fire Rating 13A/34B/75F & Li 600Wh, Hook Bracket 74, (Dwg No. 20809272) |  |  |  | 2080927200000 | 0301120300000 | 6.0000 | ltr |  | 1.1 Portable Ext - Complete Assembly
[2080927200000] 6L Fluorine Free Lithium Ion Battery Fire Extinguisher c/w TUV Approval SS EN3 & NTA 8133, Fire Rating 13A/34B/75F & Li 600Wh, Hook Bracket 74, (Dwg No. 20809272) |  |  |  | 2080927200000 | 0309800000000 | 1.0000 | nos. |  | 1.1 Portable Ext - Complete Assembly
[2080927200000] 6L Fluorine Free Lithium Ion Battery Fire Extinguisher c/w TUV Approval SS EN3 & NTA 8133, Fire Rating 13A/34B/75F & Li 600Wh, Hook Bracket 74, (Dwg No. 20809272) |  |  |  | 2080927200000 | 0301310300002 | 1.0000 | nos. |  | 1.1 Portable Ext - Complete Assembly
[2080927200000] 6L Fluorine Free Lithium Ion Battery Fire Extinguisher c/w TUV Approval SS EN3 & NTA 8133, Fire Rating 13A/34B/75F & Li 600Wh, Hook Bracket 74, (Dwg No. 20809272) |  |  |  | 2080927200000 | 0306580000000 | 1.0000 | nos. |  | 1.1 Portable Ext - Complete Assembly
[2080927200000] 6L Fluorine Free Lithium Ion Battery Fire Extinguisher c/w TUV Approval SS EN3 & NTA 8133, Fire Rating 13A/34B/75F & Li 600Wh, Hook Bracket 74, (Dwg No. 20809272) |  |  |  | 2080927200000 | 0319540100000 | 1.0000 | nos. |  | 1.1 Portable Ext - Complete Assembly
[2080927200001] 6L Fluorine Free Lithium Ion Battery Fire Extinguisher c/w TUV Approval EN3 & NTA 8133, Fire Rating 13A, 34B, 75F & Li 600Wh, Hook Bracket 74, Carton Box (Dwg No. 20809272) |  |  |  | 2080927200001 | 0306580000000 | 1.0000 | nos. |  | 1.1 Portable Ext - Complete Assembly
[2080927200001] 6L Fluorine Free Lithium Ion Battery Fire Extinguisher c/w TUV Approval EN3 & NTA 8133, Fire Rating 13A, 34B, 75F & Li 600Wh, Hook Bracket 74, Carton Box (Dwg No. 20809272) |  |  |  | 2080927200001 | 0301120300000 | 6.0000 | ltr |  | 1.1 Portable Ext - Complete Assembly
[2080927200001] 6L Fluorine Free Lithium Ion Battery Fire Extinguisher c/w TUV Approval EN3 & NTA 8133, Fire Rating 13A, 34B, 75F & Li 600Wh, Hook Bracket 74, Carton Box (Dwg No. 20809272) |  |  |  | 2080927200001 | 0301310300002 | 1.0000 | nos. |  | 1.1 Portable Ext - Complete Assembly
[2080927200001] 6L Fluorine Free Lithium Ion Battery Fire Extinguisher c/w TUV Approval EN3 & NTA 8133, Fire Rating 13A, 34B, 75F & Li 600Wh, Hook Bracket 74, Carton Box (Dwg No. 20809272) |  |  |  | 2080927200001 | 0300690000000 | 0.1100 | m3 |  | 1.1 Portable Ext - Complete Assembly
[2080927200001] 6L Fluorine Free Lithium Ion Battery Fire Extinguisher c/w TUV Approval EN3 & NTA 8133, Fire Rating 13A, 34B, 75F & Li 600Wh, Hook Bracket 74, Carton Box (Dwg No. 20809272) |  |  |  | 2080927200001 | 0319540100000 | 1.0000 | nos. |  | 1.1 Portable Ext - Complete Assembly
[2080927200001] 6L Fluorine Free Lithium Ion Battery Fire Extinguisher c/w TUV Approval EN3 & NTA 8133, Fire Rating 13A, 34B, 75F & Li 600Wh, Hook Bracket 74, Carton Box (Dwg No. 20809272) |  |  |  | 2080927200001 | 0305140100000 | 1.0000 | nos. |  | 1.1 Portable Ext - Complete Assembly
[2080927200001] 6L Fluorine Free Lithium Ion Battery Fire Extinguisher c/w TUV Approval EN3 & NTA 8133, Fire Rating 13A, 34B, 75F & Li 600Wh, Hook Bracket 74, Carton Box (Dwg No. 20809272) |  |  |  | 2080927200001 | 0302170000000 | 1.0000 | nos. |  | 1.1 Portable Ext - Complete Assembly
[2080927200001] 6L Fluorine Free Lithium Ion Battery Fire Extinguisher c/w TUV Approval EN3 & NTA 8133, Fire Rating 13A, 34B, 75F & Li 600Wh, Hook Bracket 74, Carton Box (Dwg No. 20809272) |  |  |  | 2080927200001 | 0309800000000 | 1.0000 | nos. |  | 1.1 Portable Ext - Complete Assembly
[2080927200001] 6L Fluorine Free Lithium Ion Battery Fire Extinguisher c/w TUV Approval EN3 & NTA 8133, Fire Rating 13A, 34B, 75F & Li 600Wh, Hook Bracket 74, Carton Box (Dwg No. 20809272) |  |  |  | 2080927200001 | 0315250000000 | 1.0000 | nos. |  | 1.1 Portable Ext - Complete Assembly
[2080927200002] 6L Fluorine Free Lithium Ion Battery Fire Extinguisher c/w Kitemark Approval EN3 & NTA 8133, Fire Rating 13A, 34B, 75F & Li 600Wh, Hook Bracket 74, Carton Box (Dwg No. 20809272) |  |  |  | 2080927200002 | 0300690000000 | 0.1100 | m3 |  | 1.1 Portable Ext - Complete Assembly
[2080927200002] 6L Fluorine Free Lithium Ion Battery Fire Extinguisher c/w Kitemark Approval EN3 & NTA 8133, Fire Rating 13A, 34B, 75F & Li 600Wh, Hook Bracket 74, Carton Box (Dwg No. 20809272) |  |  |  | 2080927200002 | 0302170000000 | 1.0000 | nos. |  | 1.1 Portable Ext - Complete Assembly
[2080927200002] 6L Fluorine Free Lithium Ion Battery Fire Extinguisher c/w Kitemark Approval EN3 & NTA 8133, Fire Rating 13A, 34B, 75F & Li 600Wh, Hook Bracket 74, Carton Box (Dwg No. 20809272) |  |  |  | 2080927200002 | 0309800000000 | 1.0000 | nos. |  | 1.1 Portable Ext - Complete Assembly
[2080927200002] 6L Fluorine Free Lithium Ion Battery Fire Extinguisher c/w Kitemark Approval EN3 & NTA 8133, Fire Rating 13A, 34B, 75F & Li 600Wh, Hook Bracket 74, Carton Box (Dwg No. 20809272) |  |  |  | 2080927200002 | 0319540100000 | 1.0000 | nos. |  | 1.1 Portable Ext - Complete Assembly
[2080927200002] 6L Fluorine Free Lithium Ion Battery Fire Extinguisher c/w Kitemark Approval EN3 & NTA 8133, Fire Rating 13A, 34B, 75F & Li 600Wh, Hook Bracket 74, Carton Box (Dwg No. 20809272) |  |  |  | 2080927200002 | 0301310300002 | 1.0000 | nos. |  | 1.1 Portable Ext - Complete Assembly
[2080927200002] 6L Fluorine Free Lithium Ion Battery Fire Extinguisher c/w Kitemark Approval EN3 & NTA 8133, Fire Rating 13A, 34B, 75F & Li 600Wh, Hook Bracket 74, Carton Box (Dwg No. 20809272) |  |  |  | 2080927200002 | 0305140100000 | 1.0000 | nos. |  | 1.1 Portable Ext - Complete Assembly
[2080927200002] 6L Fluorine Free Lithium Ion Battery Fire Extinguisher c/w Kitemark Approval EN3 & NTA 8133, Fire Rating 13A, 34B, 75F & Li 600Wh, Hook Bracket 74, Carton Box (Dwg No. 20809272) |  |  |  | 2080927200002 | 0306580000000 | 1.0000 | nos. |  | 1.1 Portable Ext - Complete Assembly
[2080927200002] 6L Fluorine Free Lithium Ion Battery Fire Extinguisher c/w Kitemark Approval EN3 & NTA 8133, Fire Rating 13A, 34B, 75F & Li 600Wh, Hook Bracket 74, Carton Box (Dwg No. 20809272) |  |  |  | 2080927200002 | 0301120300000 | 6.0000 | ltr |  | 1.1 Portable Ext - Complete Assembly
[2080927200002] 6L Fluorine Free Lithium Ion Battery Fire Extinguisher c/w Kitemark Approval EN3 & NTA 8133, Fire Rating 13A, 34B, 75F & Li 600Wh, Hook Bracket 74, Carton Box (Dwg No. 20809272) |  |  |  | 2080927200002 | 0315250000000 | 1.0000 | nos. |  | 1.1 Portable Ext - Complete Assembly
[2080927200003] 6L Fluorine Free Lithium Ion Battery Fire Extinguisher c/w TUV Approval EN3 & NTA 8133, Fire Rating 13A, 34B, 75F & Li 600Wh, Hook Bracket 74, Carton Box (Dwg No. 20809272) |  |  |  | 2080927200003 | 0306580000000 | 1.0000 | nos. |  | 1.1 Portable Ext - Complete Assembly
[2080927200003] 6L Fluorine Free Lithium Ion Battery Fire Extinguisher c/w TUV Approval EN3 & NTA 8133, Fire Rating 13A, 34B, 75F & Li 600Wh, Hook Bracket 74, Carton Box (Dwg No. 20809272) |  |  |  | 2080927200003 | 0301310300002 | 1.0000 | nos. |  | 1.1 Portable Ext - Complete Assembly
[2080927200003] 6L Fluorine Free Lithium Ion Battery Fire Extinguisher c/w TUV Approval EN3 & NTA 8133, Fire Rating 13A, 34B, 75F & Li 600Wh, Hook Bracket 74, Carton Box (Dwg No. 20809272) |  |  |  | 2080927200003 | 0324022600000 | 1.0000 | set |  | 1.1 Portable Ext - Complete Assembly
[2080927200003] 6L Fluorine Free Lithium Ion Battery Fire Extinguisher c/w TUV Approval EN3 & NTA 8133, Fire Rating 13A, 34B, 75F & Li 600Wh, Hook Bracket 74, Carton Box (Dwg No. 20809272) |  |  |  | 2080927200003 | 0309800000000 | 1.0000 | nos. |  | 1.1 Portable Ext - Complete Assembly
[2080927200003] 6L Fluorine Free Lithium Ion Battery Fire Extinguisher c/w TUV Approval EN3 & NTA 8133, Fire Rating 13A, 34B, 75F & Li 600Wh, Hook Bracket 74, Carton Box (Dwg No. 20809272) |  |  |  | 2080927200003 | 0302170000000 | 1.0000 | nos. |  | 1.1 Portable Ext - Complete Assembly
[2080927200003] 6L Fluorine Free Lithium Ion Battery Fire Extinguisher c/w TUV Approval EN3 & NTA 8133, Fire Rating 13A, 34B, 75F & Li 600Wh, Hook Bracket 74, Carton Box (Dwg No. 20809272) |  |  |  | 2080927200003 | 0300690000000 | 0.1100 | m3 |  | 1.1 Portable Ext - Complete Assembly
[2080927200003] 6L Fluorine Free Lithium Ion Battery Fire Extinguisher c/w TUV Approval EN3 & NTA 8133, Fire Rating 13A, 34B, 75F & Li 600Wh, Hook Bracket 74, Carton Box (Dwg No. 20809272) |  |  |  | 2080927200003 | 0305140100000 | 1.0000 | nos. |  | 1.1 Portable Ext - Complete Assembly
[2080927200003] 6L Fluorine Free Lithium Ion Battery Fire Extinguisher c/w TUV Approval EN3 & NTA 8133, Fire Rating 13A, 34B, 75F & Li 600Wh, Hook Bracket 74, Carton Box (Dwg No. 20809272) |  |  |  | 2080927200003 | 0315250000000 | 1.0000 | nos. |  | 1.1 Portable Ext - Complete Assembly
[2080927200003] 6L Fluorine Free Lithium Ion Battery Fire Extinguisher c/w TUV Approval EN3 & NTA 8133, Fire Rating 13A, 34B, 75F & Li 600Wh, Hook Bracket 74, Carton Box (Dwg No. 20809272) |  |  |  | 2080927200003 | 0319540100000 | 1.0000 | nos. |  | 1.1 Portable Ext - Complete Assembly
[2080927200003] 6L Fluorine Free Lithium Ion Battery Fire Extinguisher c/w TUV Approval EN3 & NTA 8133, Fire Rating 13A, 34B, 75F & Li 600Wh, Hook Bracket 74, Carton Box (Dwg No. 20809272) |  |  |  | 2080927200003 | 0301120300001 | 6.0000 | ltr |  | 1.1 Portable Ext - Complete Assembly
[2080927200004] 6L Fluorine Free Lithium Ion Battery Fire Extinguisher c/w Kitemark Approval EN3 & NTA 8133, Fire Rating 13A, 34B, 75F & Li 600Wh, Hook Bracket 74, Carton Box (Dwg No. 20809272) |  |  |  | 2080927200004 | 0301120300001 | 6.0000 | ltr |  | 1.1 Portable Ext - Complete Assembly
[2080927200004] 6L Fluorine Free Lithium Ion Battery Fire Extinguisher c/w Kitemark Approval EN3 & NTA 8133, Fire Rating 13A, 34B, 75F & Li 600Wh, Hook Bracket 74, Carton Box (Dwg No. 20809272) |  |  |  | 2080927200004 | 0301310300001 | 1.0000 | nos. |  | 1.1 Portable Ext - Complete Assembly
[2080927200004] 6L Fluorine Free Lithium Ion Battery Fire Extinguisher c/w Kitemark Approval EN3 & NTA 8133, Fire Rating 13A, 34B, 75F & Li 600Wh, Hook Bracket 74, Carton Box (Dwg No. 20809272) |  |  |  | 2080927200004 | 0315250000000 | 1.0000 | nos. |  | 1.1 Portable Ext - Complete Assembly
[2080927200004] 6L Fluorine Free Lithium Ion Battery Fire Extinguisher c/w Kitemark Approval EN3 & NTA 8133, Fire Rating 13A, 34B, 75F & Li 600Wh, Hook Bracket 74, Carton Box (Dwg No. 20809272) |  |  |  | 2080927200004 | 0305140100000 | 1.0000 | nos. |  | 1.1 Portable Ext - Complete Assembly
[2080927200004] 6L Fluorine Free Lithium Ion Battery Fire Extinguisher c/w Kitemark Approval EN3 & NTA 8133, Fire Rating 13A, 34B, 75F & Li 600Wh, Hook Bracket 74, Carton Box (Dwg No. 20809272) |  |  |  | 2080927200004 | 0306580000000 | 1.0000 | nos. |  | 1.1 Portable Ext - Complete Assembly
[2080927200004] 6L Fluorine Free Lithium Ion Battery Fire Extinguisher c/w Kitemark Approval EN3 & NTA 8133, Fire Rating 13A, 34B, 75F & Li 600Wh, Hook Bracket 74, Carton Box (Dwg No. 20809272) |  |  |  | 2080927200004 | 0300690000000 | 0.1100 | m3 |  | 1.1 Portable Ext - Complete Assembly
[2080927200004] 6L Fluorine Free Lithium Ion Battery Fire Extinguisher c/w Kitemark Approval EN3 & NTA 8133, Fire Rating 13A, 34B, 75F & Li 600Wh, Hook Bracket 74, Carton Box (Dwg No. 20809272) |  |  |  | 2080927200004 | 0309800000000 | 1.0000 | nos. |  | 1.1 Portable Ext - Complete Assembly
[2080927200004] 6L Fluorine Free Lithium Ion Battery Fire Extinguisher c/w Kitemark Approval EN3 & NTA 8133, Fire Rating 13A, 34B, 75F & Li 600Wh, Hook Bracket 74, Carton Box (Dwg No. 20809272) |  |  |  | 2080927200004 | 0302170000000 | 1.0000 | nos. |  | 1.1 Portable Ext - Complete Assembly
[2080927200004] 6L Fluorine Free Lithium Ion Battery Fire Extinguisher c/w Kitemark Approval EN3 & NTA 8133, Fire Rating 13A, 34B, 75F & Li 600Wh, Hook Bracket 74, Carton Box (Dwg No. 20809272) |  |  |  | 2080927200004 | 0319540100000 | 1.0000 | nos. |  | 1.1 Portable Ext - Complete Assembly
[2080927200004] 6L Fluorine Free Lithium Ion Battery Fire Extinguisher c/w Kitemark Approval EN3 & NTA 8133, Fire Rating 13A, 34B, 75F & Li 600Wh, Hook Bracket 74, Carton Box (Dwg No. 20809272) |  |  |  | 2080927200004 | 0307060000000 | 1.0000 | nos. |  | 1.1 Portable Ext - Complete Assembly
[2080927300000] 2L Fluorine Free Lithium Ion Battery Fire Extinguisher c/w Hose and Nozzle |  |  |  | 2080927300000 | 0306650100000 | 1.0000 | nos. |  | 1.1 Portable Ext - Complete Assembly
[2080927300000] 2L Fluorine Free Lithium Ion Battery Fire Extinguisher c/w Hose and Nozzle |  |  |  | 2080927300000 | 0313270200000 | 1.0000 | nos. |  | 1.1 Portable Ext - Complete Assembly
[2080927300000] 2L Fluorine Free Lithium Ion Battery Fire Extinguisher c/w Hose and Nozzle |  |  |  | 2080927300000 | 0300290200000 | 1.0000 | nos. |  | 1.1 Portable Ext - Complete Assembly
[2080927300000] 2L Fluorine Free Lithium Ion Battery Fire Extinguisher c/w Hose and Nozzle |  |  |  | 2080927300000 | 0300690000000 | 0.1000 | m3 |  | 1.1 Portable Ext - Complete Assembly
[2080927300000] 2L Fluorine Free Lithium Ion Battery Fire Extinguisher c/w Hose and Nozzle |  |  |  | 2080927300000 | 0307410100000 | 1.0000 | nos. |  | 1.1 Portable Ext - Complete Assembly
[2080927300000] 2L Fluorine Free Lithium Ion Battery Fire Extinguisher c/w Hose and Nozzle |  |  |  | 2080927300000 | 0301310300001 | 1.0000 | nos. |  | 1.1 Portable Ext - Complete Assembly
[2080927300000] 2L Fluorine Free Lithium Ion Battery Fire Extinguisher c/w Hose and Nozzle |  |  |  | 2080927300000 | 0301120300000 | 2.0000 | ltr |  | 1.1 Portable Ext - Complete Assembly
[2180270000000] 50kg ABC Cartridge Operated Trolley Fire Extinguisher c/w LPCB, Fire Rating : 34A/IVB(317B) c/w 6m Hose & Controllable Discharge Powder Gun (Dwg No. 21802700) |  |  |  | 2180270000000 | 0300150300000 | 1.0000 | nos. |  | 1.2 Trolley Ext - Complete Assembly
[2180270000000] 50kg ABC Cartridge Operated Trolley Fire Extinguisher c/w LPCB, Fire Rating : 34A/IVB(317B) c/w 6m Hose & Controllable Discharge Powder Gun (Dwg No. 21802700) |  |  |  | 2180270000000 | 0300330300000 | 1.0000 | nos. |  | 1.2 Trolley Ext - Complete Assembly
[2180270000000] 50kg ABC Cartridge Operated Trolley Fire Extinguisher c/w LPCB, Fire Rating : 34A/IVB(317B) c/w 6m Hose & Controllable Discharge Powder Gun (Dwg No. 21802700) |  |  |  | 2180270000000 | 0319150100000 | 1.0000 | nos. |  | 1.2 Trolley Ext - Complete Assembly
[2180270000000] 50kg ABC Cartridge Operated Trolley Fire Extinguisher c/w LPCB, Fire Rating : 34A/IVB(317B) c/w 6m Hose & Controllable Discharge Powder Gun (Dwg No. 21802700) |  |  |  | 2180270000000 | 0306720600000 | 1.0000 | nos. |  | 1.2 Trolley Ext - Complete Assembly
[2180270000000] 50kg ABC Cartridge Operated Trolley Fire Extinguisher c/w LPCB, Fire Rating : 34A/IVB(317B) c/w 6m Hose & Controllable Discharge Powder Gun (Dwg No. 21802700) |  |  |  | 2180270000000 | 0307920400000 | 1.0000 | nos. |  | 1.2 Trolley Ext - Complete Assembly
[2180270000000] 50kg ABC Cartridge Operated Trolley Fire Extinguisher c/w LPCB, Fire Rating : 34A/IVB(317B) c/w 6m Hose & Controllable Discharge Powder Gun (Dwg No. 21802700) |  |  |  | 2180270000000 | 0300320700000 | 1.0000 | nos. |  | 1.2 Trolley Ext - Complete Assembly
[2180270000000] 50kg ABC Cartridge Operated Trolley Fire Extinguisher c/w LPCB, Fire Rating : 34A/IVB(317B) c/w 6m Hose & Controllable Discharge Powder Gun (Dwg No. 21802700) |  |  |  | 2180270000000 | 0323777300000 | 1.0000 | nos. |  | 1.2 Trolley Ext - Complete Assembly
[2180270000000] 50kg ABC Cartridge Operated Trolley Fire Extinguisher c/w LPCB, Fire Rating : 34A/IVB(317B) c/w 6m Hose & Controllable Discharge Powder Gun (Dwg No. 21802700) |  |  |  | 2180270000000 | 0300300000000 | 1.0000 | nos. |  | 1.2 Trolley Ext - Complete Assembly
[2180270000000] 50kg ABC Cartridge Operated Trolley Fire Extinguisher c/w LPCB, Fire Rating : 34A/IVB(317B) c/w 6m Hose & Controllable Discharge Powder Gun (Dwg No. 21802700) |  |  |  | 2180270000000 | 0300170600000 | 1.0000 | nos. |  | 1.2 Trolley Ext - Complete Assembly
[2180270000000] 50kg ABC Cartridge Operated Trolley Fire Extinguisher c/w LPCB, Fire Rating : 34A/IVB(317B) c/w 6m Hose & Controllable Discharge Powder Gun (Dwg No. 21802700) |  |  |  | 2180270000000 | 0302020100000 | 1.0000 | nos. |  | 1.2 Trolley Ext - Complete Assembly
[2180270000000] 50kg ABC Cartridge Operated Trolley Fire Extinguisher c/w LPCB, Fire Rating : 34A/IVB(317B) c/w 6m Hose & Controllable Discharge Powder Gun (Dwg No. 21802700) |  |  |  | 2180270000000 | 0314950100000 | 2.0000 | nos. |  | 1.2 Trolley Ext - Complete Assembly
[2180270000000] 50kg ABC Cartridge Operated Trolley Fire Extinguisher c/w LPCB, Fire Rating : 34A/IVB(317B) c/w 6m Hose & Controllable Discharge Powder Gun (Dwg No. 21802700) |  |  |  | 2180270000000 | 0318580100000 | 2.0000 | nos. |  | 1.2 Trolley Ext - Complete Assembly
[2180270000000] 50kg ABC Cartridge Operated Trolley Fire Extinguisher c/w LPCB, Fire Rating : 34A/IVB(317B) c/w 6m Hose & Controllable Discharge Powder Gun (Dwg No. 21802700) |  |  |  | 2180270000000 | 0323777900000 | 1.0000 | nos. |  | 1.2 Trolley Ext - Complete Assembly
[2180270000000] 50kg ABC Cartridge Operated Trolley Fire Extinguisher c/w LPCB, Fire Rating : 34A/IVB(317B) c/w 6m Hose & Controllable Discharge Powder Gun (Dwg No. 21802700) |  |  |  | 2180270000000 | 0301860000000 | 1.0000 | nos. |  | 1.2 Trolley Ext - Complete Assembly
[2180270000000] 50kg ABC Cartridge Operated Trolley Fire Extinguisher c/w LPCB, Fire Rating : 34A/IVB(317B) c/w 6m Hose & Controllable Discharge Powder Gun (Dwg No. 21802700) |  |  |  | 2180270000000 | 0323778000000 | 1.0000 | nos. |  | 1.2 Trolley Ext - Complete Assembly
[2180270000000] 50kg ABC Cartridge Operated Trolley Fire Extinguisher c/w LPCB, Fire Rating : 34A/IVB(317B) c/w 6m Hose & Controllable Discharge Powder Gun (Dwg No. 21802700) |  |  |  | 2180270000000 | 0317400000000 | 50.0000 | kg |  | 1.2 Trolley Ext - Complete Assembly
[2180270000000] 50kg ABC Cartridge Operated Trolley Fire Extinguisher c/w LPCB, Fire Rating : 34A/IVB(317B) c/w 6m Hose & Controllable Discharge Powder Gun (Dwg No. 21802700) |  |  |  | 2180270000000 | 0319490000000 | 2.0000 | set |  | 1.2 Trolley Ext - Complete Assembly
[2180270000001] 50kg ABC Cartridge Operated Trolley Fire Extinguisher c/w SETSCO, Fire Rating : 34A/IVB(317B) c/w 6m Hose & Controllable Discharge Powder Gun (Dwg No. 21802700) |  |  |  | 2180270000001 | 0300300000000 | 1.0000 | nos. |  | 1.2 Trolley Ext - Complete Assembly
[2180270000001] 50kg ABC Cartridge Operated Trolley Fire Extinguisher c/w SETSCO, Fire Rating : 34A/IVB(317B) c/w 6m Hose & Controllable Discharge Powder Gun (Dwg No. 21802700) |  |  |  | 2180270000001 | 0306720600000 | 1.0000 | nos. |  | 1.2 Trolley Ext - Complete Assembly
[2180270000001] 50kg ABC Cartridge Operated Trolley Fire Extinguisher c/w SETSCO, Fire Rating : 34A/IVB(317B) c/w 6m Hose & Controllable Discharge Powder Gun (Dwg No. 21802700) |  |  |  | 2180270000001 | 0317400000000 | 50.0000 | kg |  | 1.2 Trolley Ext - Complete Assembly
[2180270000001] 50kg ABC Cartridge Operated Trolley Fire Extinguisher c/w SETSCO, Fire Rating : 34A/IVB(317B) c/w 6m Hose & Controllable Discharge Powder Gun (Dwg No. 21802700) |  |  |  | 2180270000001 | 0300330300000 | 1.0000 | nos. |  | 1.2 Trolley Ext - Complete Assembly
[2180270000001] 50kg ABC Cartridge Operated Trolley Fire Extinguisher c/w SETSCO, Fire Rating : 34A/IVB(317B) c/w 6m Hose & Controllable Discharge Powder Gun (Dwg No. 21802700) |  |  |  | 2180270000001 | 0323778000000 | 1.0000 | nos. |  | 1.2 Trolley Ext - Complete Assembly
[2180270000001] 50kg ABC Cartridge Operated Trolley Fire Extinguisher c/w SETSCO, Fire Rating : 34A/IVB(317B) c/w 6m Hose & Controllable Discharge Powder Gun (Dwg No. 21802700) |  |  |  | 2180270000001 | 0307920400000 | 1.0000 | nos. |  | 1.2 Trolley Ext - Complete Assembly
[2180270000001] 50kg ABC Cartridge Operated Trolley Fire Extinguisher c/w SETSCO, Fire Rating : 34A/IVB(317B) c/w 6m Hose & Controllable Discharge Powder Gun (Dwg No. 21802700) |  |  |  | 2180270000001 | 0301860000000 | 1.0000 | nos. |  | 1.2 Trolley Ext - Complete Assembly
[2180270000001] 50kg ABC Cartridge Operated Trolley Fire Extinguisher c/w SETSCO, Fire Rating : 34A/IVB(317B) c/w 6m Hose & Controllable Discharge Powder Gun (Dwg No. 21802700) |  |  |  | 2180270000001 | 0302020100000 | 1.0000 | nos. |  | 1.2 Trolley Ext - Complete Assembly
[2180270000001] 50kg ABC Cartridge Operated Trolley Fire Extinguisher c/w SETSCO, Fire Rating : 34A/IVB(317B) c/w 6m Hose & Controllable Discharge Powder Gun (Dwg No. 21802700) |  |  |  | 2180270000001 | 0319150100000 | 1.0000 | nos. |  | 1.2 Trolley Ext - Complete Assembly
[2180270000001] 50kg ABC Cartridge Operated Trolley Fire Extinguisher c/w SETSCO, Fire Rating : 34A/IVB(317B) c/w 6m Hose & Controllable Discharge Powder Gun (Dwg No. 21802700) |  |  |  | 2180270000001 | 0300150300000 | 1.0000 | nos. |  | 1.2 Trolley Ext - Complete Assembly
[2180270000001] 50kg ABC Cartridge Operated Trolley Fire Extinguisher c/w SETSCO, Fire Rating : 34A/IVB(317B) c/w 6m Hose & Controllable Discharge Powder Gun (Dwg No. 21802700) |  |  |  | 2180270000001 | 0319490000000 | 2.0000 | set |  | 1.2 Trolley Ext - Complete Assembly
[2180270000001] 50kg ABC Cartridge Operated Trolley Fire Extinguisher c/w SETSCO, Fire Rating : 34A/IVB(317B) c/w 6m Hose & Controllable Discharge Powder Gun (Dwg No. 21802700) |  |  |  | 2180270000001 | 0323777300000 | 1.0000 | nos. |  | 1.2 Trolley Ext - Complete Assembly
[2180270000001] 50kg ABC Cartridge Operated Trolley Fire Extinguisher c/w SETSCO, Fire Rating : 34A/IVB(317B) c/w 6m Hose & Controllable Discharge Powder Gun (Dwg No. 21802700) |  |  |  | 2180270000001 | 0300170600000 | 1.0000 | nos. |  | 1.2 Trolley Ext - Complete Assembly
[2180270000001] 50kg ABC Cartridge Operated Trolley Fire Extinguisher c/w SETSCO, Fire Rating : 34A/IVB(317B) c/w 6m Hose & Controllable Discharge Powder Gun (Dwg No. 21802700) |  |  |  | 2180270000001 | 0314950300000 | 2.0000 | nos. |  | 1.2 Trolley Ext - Complete Assembly
[2180270000001] 50kg ABC Cartridge Operated Trolley Fire Extinguisher c/w SETSCO, Fire Rating : 34A/IVB(317B) c/w 6m Hose & Controllable Discharge Powder Gun (Dwg No. 21802700) |  |  |  | 2180270000001 | 0323777600000 | 2.0000 | nos. |  | 1.2 Trolley Ext - Complete Assembly
[2180270000001] 50kg ABC Cartridge Operated Trolley Fire Extinguisher c/w SETSCO, Fire Rating : 34A/IVB(317B) c/w 6m Hose & Controllable Discharge Powder Gun (Dwg No. 21802700) |  |  |  | 2180270000001 | 0315160000000 | 1.0000 | nos. |  | 1.2 Trolley Ext - Complete Assembly
[2180270000001] 50kg ABC Cartridge Operated Trolley Fire Extinguisher c/w SETSCO, Fire Rating : 34A/IVB(317B) c/w 6m Hose & Controllable Discharge Powder Gun (Dwg No. 21802700) |  |  |  | 2180270000001 | 0300320700000 | 1.0000 | nos. |  | 1.2 Trolley Ext - Complete Assembly
[2180270000001] 50kg ABC Cartridge Operated Trolley Fire Extinguisher c/w SETSCO, Fire Rating : 34A/IVB(317B) c/w 6m Hose & Controllable Discharge Powder Gun (Dwg No. 21802700) |  |  |  | 2180270000001 | 0323777900000 | 1.0000 | nos. |  | 1.2 Trolley Ext - Complete Assembly
[2180270000002] 50kg ABC Cartridge Operated Trolley Fire Extinguisher c/w MED, Fire Rating : 34A/IVB(317B) c/w 6m Hose & Controllable Discharge Powder Gun (Dwg No. 21802700) |  |  |  | 2180270000002 | 0300300000000 | 1.0000 | nos. |  | 1.2 Trolley Ext - Complete Assembly
[2180270000002] 50kg ABC Cartridge Operated Trolley Fire Extinguisher c/w MED, Fire Rating : 34A/IVB(317B) c/w 6m Hose & Controllable Discharge Powder Gun (Dwg No. 21802700) |  |  |  | 2180270000002 | 0307920400000 | 1.0000 | nos. |  | 1.2 Trolley Ext - Complete Assembly
[2180270000002] 50kg ABC Cartridge Operated Trolley Fire Extinguisher c/w MED, Fire Rating : 34A/IVB(317B) c/w 6m Hose & Controllable Discharge Powder Gun (Dwg No. 21802700) |  |  |  | 2180270000002 | 0301860000000 | 1.0000 | nos. |  | 1.2 Trolley Ext - Complete Assembly
[2180270000002] 50kg ABC Cartridge Operated Trolley Fire Extinguisher c/w MED, Fire Rating : 34A/IVB(317B) c/w 6m Hose & Controllable Discharge Powder Gun (Dwg No. 21802700) |  |  |  | 2180270000002 | 0300150300000 | 1.0000 | nos. |  | 1.2 Trolley Ext - Complete Assembly
[2180270000002] 50kg ABC Cartridge Operated Trolley Fire Extinguisher c/w MED, Fire Rating : 34A/IVB(317B) c/w 6m Hose & Controllable Discharge Powder Gun (Dwg No. 21802700) |  |  |  | 2180270000002 | 0300330300000 | 1.0000 | nos. |  | 1.2 Trolley Ext - Complete Assembly
[2180270000002] 50kg ABC Cartridge Operated Trolley Fire Extinguisher c/w MED, Fire Rating : 34A/IVB(317B) c/w 6m Hose & Controllable Discharge Powder Gun (Dwg No. 21802700) |  |  |  | 2180270000002 | 0318580100000 | 2.0000 | nos. |  | 1.2 Trolley Ext - Complete Assembly
[2180270000002] 50kg ABC Cartridge Operated Trolley Fire Extinguisher c/w MED, Fire Rating : 34A/IVB(317B) c/w 6m Hose & Controllable Discharge Powder Gun (Dwg No. 21802700) |  |  |  | 2180270000002 | 0317400000000 | 50.0000 | kg |  | 1.2 Trolley Ext - Complete Assembly
[2180270000002] 50kg ABC Cartridge Operated Trolley Fire Extinguisher c/w MED, Fire Rating : 34A/IVB(317B) c/w 6m Hose & Controllable Discharge Powder Gun (Dwg No. 21802700) |  |  |  | 2180270000002 | 0323777300000 | 1.0000 | nos. |  | 1.2 Trolley Ext - Complete Assembly
[2180270000002] 50kg ABC Cartridge Operated Trolley Fire Extinguisher c/w MED, Fire Rating : 34A/IVB(317B) c/w 6m Hose & Controllable Discharge Powder Gun (Dwg No. 21802700) |  |  |  | 2180270000002 | 0319490000000 | 2.0000 | set |  | 1.2 Trolley Ext - Complete Assembly
[2180270000002] 50kg ABC Cartridge Operated Trolley Fire Extinguisher c/w MED, Fire Rating : 34A/IVB(317B) c/w 6m Hose & Controllable Discharge Powder Gun (Dwg No. 21802700) |  |  |  | 2180270000002 | 0323777900000 | 1.0000 | nos. |  | 1.2 Trolley Ext - Complete Assembly
[2180270000002] 50kg ABC Cartridge Operated Trolley Fire Extinguisher c/w MED, Fire Rating : 34A/IVB(317B) c/w 6m Hose & Controllable Discharge Powder Gun (Dwg No. 21802700) |  |  |  | 2180270000002 | 0300320700000 | 1.0000 | nos. |  | 1.2 Trolley Ext - Complete Assembly
[2180270000002] 50kg ABC Cartridge Operated Trolley Fire Extinguisher c/w MED, Fire Rating : 34A/IVB(317B) c/w 6m Hose & Controllable Discharge Powder Gun (Dwg No. 21802700) |  |  |  | 2180270000002 | 0306720600000 | 1.0000 | nos. |  | 1.2 Trolley Ext - Complete Assembly
[2180270000002] 50kg ABC Cartridge Operated Trolley Fire Extinguisher c/w MED, Fire Rating : 34A/IVB(317B) c/w 6m Hose & Controllable Discharge Powder Gun (Dwg No. 21802700) |  |  |  | 2180270000002 | 0315160000000 | 1.0000 | nos. |  | 1.2 Trolley Ext - Complete Assembly
[2180270000002] 50kg ABC Cartridge Operated Trolley Fire Extinguisher c/w MED, Fire Rating : 34A/IVB(317B) c/w 6m Hose & Controllable Discharge Powder Gun (Dwg No. 21802700) |  |  |  | 2180270000002 | 0302020000000 | 1.0000 | nos. |  | 1.2 Trolley Ext - Complete Assembly
[2180270000002] 50kg ABC Cartridge Operated Trolley Fire Extinguisher c/w MED, Fire Rating : 34A/IVB(317B) c/w 6m Hose & Controllable Discharge Powder Gun (Dwg No. 21802700) |  |  |  | 2180270000002 | 0323778000000 | 1.0000 | nos. |  | 1.2 Trolley Ext - Complete Assembly
[2180270000002] 50kg ABC Cartridge Operated Trolley Fire Extinguisher c/w MED, Fire Rating : 34A/IVB(317B) c/w 6m Hose & Controllable Discharge Powder Gun (Dwg No. 21802700) |  |  |  | 2180270000002 | 0300170600000 | 1.0000 | nos. |  | 1.2 Trolley Ext - Complete Assembly
[2180270000002] 50kg ABC Cartridge Operated Trolley Fire Extinguisher c/w MED, Fire Rating : 34A/IVB(317B) c/w 6m Hose & Controllable Discharge Powder Gun (Dwg No. 21802700) |  |  |  | 2180270000002 | 0319150100000 | 1.0000 | nos. |  | 1.2 Trolley Ext - Complete Assembly
[2180270000003] 50kg ABC Cartridge Operated Trolley Fire Extinguisher c/w MED, Fire Rating : 34A/IVB(317B) c/w 6m Hose & Controllable Discharge Powder Gun (Dwg No. 21802700) |  |  |  | 2180270000003 | 0300300000000 | 1.0000 | nos. |  | 1.2 Trolley Ext - Complete Assembly
[2180270000003] 50kg ABC Cartridge Operated Trolley Fire Extinguisher c/w MED, Fire Rating : 34A/IVB(317B) c/w 6m Hose & Controllable Discharge Powder Gun (Dwg No. 21802700) |  |  |  | 2180270000003 | 0302020000000 | 1.0000 | nos. |  | 1.2 Trolley Ext - Complete Assembly
[2180270000003] 50kg ABC Cartridge Operated Trolley Fire Extinguisher c/w MED, Fire Rating : 34A/IVB(317B) c/w 6m Hose & Controllable Discharge Powder Gun (Dwg No. 21802700) |  |  |  | 2180270000003 | 0307920400000 | 1.0000 | nos. |  | 1.2 Trolley Ext - Complete Assembly
[2180270000003] 50kg ABC Cartridge Operated Trolley Fire Extinguisher c/w MED, Fire Rating : 34A/IVB(317B) c/w 6m Hose & Controllable Discharge Powder Gun (Dwg No. 21802700) |  |  |  | 2180270000003 | 0317400000000 | 50.0000 | kg |  | 1.2 Trolley Ext - Complete Assembly
[2180270000003] 50kg ABC Cartridge Operated Trolley Fire Extinguisher c/w MED, Fire Rating : 34A/IVB(317B) c/w 6m Hose & Controllable Discharge Powder Gun (Dwg No. 21802700) |  |  |  | 2180270000003 | 0300150300000 | 1.0000 | nos. |  | 1.2 Trolley Ext - Complete Assembly
[2180270000003] 50kg ABC Cartridge Operated Trolley Fire Extinguisher c/w MED, Fire Rating : 34A/IVB(317B) c/w 6m Hose & Controllable Discharge Powder Gun (Dwg No. 21802700) |  |  |  | 2180270000003 | 0300330300000 | 1.0000 | nos. |  | 1.2 Trolley Ext - Complete Assembly
[2180270000003] 50kg ABC Cartridge Operated Trolley Fire Extinguisher c/w MED, Fire Rating : 34A/IVB(317B) c/w 6m Hose & Controllable Discharge Powder Gun (Dwg No. 21802700) |  |  |  | 2180270000003 | 0319490000000 | 2.0000 | set |  | 1.2 Trolley Ext - Complete Assembly
[2180270000003] 50kg ABC Cartridge Operated Trolley Fire Extinguisher c/w MED, Fire Rating : 34A/IVB(317B) c/w 6m Hose & Controllable Discharge Powder Gun (Dwg No. 21802700) |  |  |  | 2180270000003 | 0300320700000 | 1.0000 | nos. |  | 1.2 Trolley Ext - Complete Assembly
[2180270000003] 50kg ABC Cartridge Operated Trolley Fire Extinguisher c/w MED, Fire Rating : 34A/IVB(317B) c/w 6m Hose & Controllable Discharge Powder Gun (Dwg No. 21802700) |  |  |  | 2180270000003 | 0323777300000 | 1.0000 | nos. |  | 1.2 Trolley Ext - Complete Assembly
[2180270000003] 50kg ABC Cartridge Operated Trolley Fire Extinguisher c/w MED, Fire Rating : 34A/IVB(317B) c/w 6m Hose & Controllable Discharge Powder Gun (Dwg No. 21802700) |  |  |  | 2180270000003 | 0301860000000 | 1.0000 | nos. |  | 1.2 Trolley Ext - Complete Assembly
[2180270000003] 50kg ABC Cartridge Operated Trolley Fire Extinguisher c/w MED, Fire Rating : 34A/IVB(317B) c/w 6m Hose & Controllable Discharge Powder Gun (Dwg No. 21802700) |  |  |  | 2180270000003 | 0318580100000 | 2.0000 | nos. |  | 1.2 Trolley Ext - Complete Assembly
[2180270000003] 50kg ABC Cartridge Operated Trolley Fire Extinguisher c/w MED, Fire Rating : 34A/IVB(317B) c/w 6m Hose & Controllable Discharge Powder Gun (Dwg No. 21802700) |  |  |  | 2180270000003 | 0323777900000 | 1.0000 | nos. |  | 1.2 Trolley Ext - Complete Assembly
[2180270000003] 50kg ABC Cartridge Operated Trolley Fire Extinguisher c/w MED, Fire Rating : 34A/IVB(317B) c/w 6m Hose & Controllable Discharge Powder Gun (Dwg No. 21802700) |  |  |  | 2180270000003 | 0300170600000 | 1.0000 | nos. |  | 1.2 Trolley Ext - Complete Assembly
[2180270000003] 50kg ABC Cartridge Operated Trolley Fire Extinguisher c/w MED, Fire Rating : 34A/IVB(317B) c/w 6m Hose & Controllable Discharge Powder Gun (Dwg No. 21802700) |  |  |  | 2180270000003 | 0306720600000 | 1.0000 | nos. |  | 1.2 Trolley Ext - Complete Assembly
[2180270000003] 50kg ABC Cartridge Operated Trolley Fire Extinguisher c/w MED, Fire Rating : 34A/IVB(317B) c/w 6m Hose & Controllable Discharge Powder Gun (Dwg No. 21802700) |  |  |  | 2180270000003 | 0307020000000 | 1.0000 | nos. |  | 1.2 Trolley Ext - Complete Assembly
[2180270000003] 50kg ABC Cartridge Operated Trolley Fire Extinguisher c/w MED, Fire Rating : 34A/IVB(317B) c/w 6m Hose & Controllable Discharge Powder Gun (Dwg No. 21802700) |  |  |  | 2180270000003 | 0323778000000 | 1.0000 | nos. |  | 1.2 Trolley Ext - Complete Assembly
[2180270000003] 50kg ABC Cartridge Operated Trolley Fire Extinguisher c/w MED, Fire Rating : 34A/IVB(317B) c/w 6m Hose & Controllable Discharge Powder Gun (Dwg No. 21802700) |  |  |  | 2180270000003 | 0319150100000 | 1.0000 | nos. |  | 1.2 Trolley Ext - Complete Assembly
[2180290000000] 100kg ABC Cartridge Operated Trolley Fire Extinguisher c/w LPCB, Fire Rating : 34A/IVB(317B) c/w 6m Hose & Controllable Discharge Powder Gun (Dwg No. 21802900) |  |  |  | 2180290000000 | 0302060000000 | 1.0000 | nos. |  | 1.2 Trolley Ext - Complete Assembly
[2180290000000] 100kg ABC Cartridge Operated Trolley Fire Extinguisher c/w LPCB, Fire Rating : 34A/IVB(317B) c/w 6m Hose & Controllable Discharge Powder Gun (Dwg No. 21802900) |  |  |  | 2180290000000 | 0300320700000 | 1.0000 | nos. |  | 1.2 Trolley Ext - Complete Assembly
[2180290000000] 100kg ABC Cartridge Operated Trolley Fire Extinguisher c/w LPCB, Fire Rating : 34A/IVB(317B) c/w 6m Hose & Controllable Discharge Powder Gun (Dwg No. 21802900) |  |  |  | 2180290000000 | 0317400000000 | 100.0000 | kg |  | 1.2 Trolley Ext - Complete Assembly
[2180290000000] 100kg ABC Cartridge Operated Trolley Fire Extinguisher c/w LPCB, Fire Rating : 34A/IVB(317B) c/w 6m Hose & Controllable Discharge Powder Gun (Dwg No. 21802900) |  |  |  | 2180290000000 | 0319490000000 | 2.0000 | set |  | 1.2 Trolley Ext - Complete Assembly
[2180290000000] 100kg ABC Cartridge Operated Trolley Fire Extinguisher c/w LPCB, Fire Rating : 34A/IVB(317B) c/w 6m Hose & Controllable Discharge Powder Gun (Dwg No. 21802900) |  |  |  | 2180290000000 | 0323778400000 | 1.0000 | nos. |  | 1.2 Trolley Ext - Complete Assembly
[2180290000000] 100kg ABC Cartridge Operated Trolley Fire Extinguisher c/w LPCB, Fire Rating : 34A/IVB(317B) c/w 6m Hose & Controllable Discharge Powder Gun (Dwg No. 21802900) |  |  |  | 2180290000000 | 0319180100000 | 1.0000 | nos. |  | 1.2 Trolley Ext - Complete Assembly
[2180290000000] 100kg ABC Cartridge Operated Trolley Fire Extinguisher c/w LPCB, Fire Rating : 34A/IVB(317B) c/w 6m Hose & Controllable Discharge Powder Gun (Dwg No. 21802900) |  |  |  | 2180290000000 | 0300330300000 | 1.0000 | nos. |  | 1.2 Trolley Ext - Complete Assembly
[2180290000000] 100kg ABC Cartridge Operated Trolley Fire Extinguisher c/w LPCB, Fire Rating : 34A/IVB(317B) c/w 6m Hose & Controllable Discharge Powder Gun (Dwg No. 21802900) |  |  |  | 2180290000000 | 0323778300000 | 1.0000 | nos. |  | 1.2 Trolley Ext - Complete Assembly
[2180290000000] 100kg ABC Cartridge Operated Trolley Fire Extinguisher c/w LPCB, Fire Rating : 34A/IVB(317B) c/w 6m Hose & Controllable Discharge Powder Gun (Dwg No. 21802900) |  |  |  | 2180290000000 | 0314950300000 | 2.0000 | nos. |  | 1.2 Trolley Ext - Complete Assembly
[2180290000000] 100kg ABC Cartridge Operated Trolley Fire Extinguisher c/w LPCB, Fire Rating : 34A/IVB(317B) c/w 6m Hose & Controllable Discharge Powder Gun (Dwg No. 21802900) |  |  |  | 2180290000000 | 0323777600000 | 2.0000 | nos. |  | 1.2 Trolley Ext - Complete Assembly
[2180290000000] 100kg ABC Cartridge Operated Trolley Fire Extinguisher c/w LPCB, Fire Rating : 34A/IVB(317B) c/w 6m Hose & Controllable Discharge Powder Gun (Dwg No. 21802900) |  |  |  | 2180290000000 | 0300300000000 | 1.0000 | nos. |  | 1.2 Trolley Ext - Complete Assembly
[2180290000000] 100kg ABC Cartridge Operated Trolley Fire Extinguisher c/w LPCB, Fire Rating : 34A/IVB(317B) c/w 6m Hose & Controllable Discharge Powder Gun (Dwg No. 21802900) |  |  |  | 2180290000000 | 0301860000000 | 1.0000 | nos. |  | 1.2 Trolley Ext - Complete Assembly
[2180290000000] 100kg ABC Cartridge Operated Trolley Fire Extinguisher c/w LPCB, Fire Rating : 34A/IVB(317B) c/w 6m Hose & Controllable Discharge Powder Gun (Dwg No. 21802900) |  |  |  | 2180290000000 | 0300150300000 | 1.0000 | nos. |  | 1.2 Trolley Ext - Complete Assembly
[2180290000000] 100kg ABC Cartridge Operated Trolley Fire Extinguisher c/w LPCB, Fire Rating : 34A/IVB(317B) c/w 6m Hose & Controllable Discharge Powder Gun (Dwg No. 21802900) |  |  |  | 2180290000000 | 0306760400000 | 1.0000 | nos. |  | 1.2 Trolley Ext - Complete Assembly
[2180290000000] 100kg ABC Cartridge Operated Trolley Fire Extinguisher c/w LPCB, Fire Rating : 34A/IVB(317B) c/w 6m Hose & Controllable Discharge Powder Gun (Dwg No. 21802900) |  |  |  | 2180290000000 | 0315160000000 | 1.0000 | nos. |  | 1.2 Trolley Ext - Complete Assembly
[2180290000000] 100kg ABC Cartridge Operated Trolley Fire Extinguisher c/w LPCB, Fire Rating : 34A/IVB(317B) c/w 6m Hose & Controllable Discharge Powder Gun (Dwg No. 21802900) |  |  |  | 2180290000000 | 0307920400000 | 1.0000 | nos. |  | 1.2 Trolley Ext - Complete Assembly
[2180290000000] 100kg ABC Cartridge Operated Trolley Fire Extinguisher c/w LPCB, Fire Rating : 34A/IVB(317B) c/w 6m Hose & Controllable Discharge Powder Gun (Dwg No. 21802900) |  |  |  | 2180290000000 | 0300170600000 | 1.0000 | nos. |  | 1.2 Trolley Ext - Complete Assembly
[2180290000000] 100kg ABC Cartridge Operated Trolley Fire Extinguisher c/w LPCB, Fire Rating : 34A/IVB(317B) c/w 6m Hose & Controllable Discharge Powder Gun (Dwg No. 21802900) |  |  |  | 2180290000000 | 0314950100000 | 2.0000 | nos. |  | 1.2 Trolley Ext - Complete Assembly
[2180290000000] 100kg ABC Cartridge Operated Trolley Fire Extinguisher c/w LPCB, Fire Rating : 34A/IVB(317B) c/w 6m Hose & Controllable Discharge Powder Gun (Dwg No. 21802900) |  |  |  | 2180290000000 | 0323777500000 | 1.0000 | nos. |  | 1.2 Trolley Ext - Complete Assembly
[2180290000001] 100kg ABC Cartridge Operated Trolley Fire Extinguisher c/w SETSCO, Fire Rating : 34A/IVB(317B) c/w 6m Hose & Controllable Discharge Powder Gun (Dwg No. 21802900) |  |  |  | 2180290000001 | 0300170600000 | 1.0000 | nos. |  | 1.2 Trolley Ext - Complete Assembly
[2180290000001] 100kg ABC Cartridge Operated Trolley Fire Extinguisher c/w SETSCO, Fire Rating : 34A/IVB(317B) c/w 6m Hose & Controllable Discharge Powder Gun (Dwg No. 21802900) |  |  |  | 2180290000001 | 0317400000000 | 100.0000 | kg |  | 1.2 Trolley Ext - Complete Assembly
[2180290000001] 100kg ABC Cartridge Operated Trolley Fire Extinguisher c/w SETSCO, Fire Rating : 34A/IVB(317B) c/w 6m Hose & Controllable Discharge Powder Gun (Dwg No. 21802900) |  |  |  | 2180290000001 | 0300330300000 | 1.0000 | nos. |  | 1.2 Trolley Ext - Complete Assembly
[2180290000001] 100kg ABC Cartridge Operated Trolley Fire Extinguisher c/w SETSCO, Fire Rating : 34A/IVB(317B) c/w 6m Hose & Controllable Discharge Powder Gun (Dwg No. 21802900) |  |  |  | 2180290000001 | 0302060000000 | 1.0000 | nos. |  | 1.2 Trolley Ext - Complete Assembly
[2180290000001] 100kg ABC Cartridge Operated Trolley Fire Extinguisher c/w SETSCO, Fire Rating : 34A/IVB(317B) c/w 6m Hose & Controllable Discharge Powder Gun (Dwg No. 21802900) |  |  |  | 2180290000001 | 0323777500000 | 1.0000 | nos. |  | 1.2 Trolley Ext - Complete Assembly
[2180290000001] 100kg ABC Cartridge Operated Trolley Fire Extinguisher c/w SETSCO, Fire Rating : 34A/IVB(317B) c/w 6m Hose & Controllable Discharge Powder Gun (Dwg No. 21802900) |  |  |  | 2180290000001 | 0300150300000 | 1.0000 | nos. |  | 1.2 Trolley Ext - Complete Assembly
[2180290000001] 100kg ABC Cartridge Operated Trolley Fire Extinguisher c/w SETSCO, Fire Rating : 34A/IVB(317B) c/w 6m Hose & Controllable Discharge Powder Gun (Dwg No. 21802900) |  |  |  | 2180290000001 | 0323778300000 | 1.0000 | nos. |  | 1.2 Trolley Ext - Complete Assembly
[2180290000001] 100kg ABC Cartridge Operated Trolley Fire Extinguisher c/w SETSCO, Fire Rating : 34A/IVB(317B) c/w 6m Hose & Controllable Discharge Powder Gun (Dwg No. 21802900) |  |  |  | 2180290000001 | 0315160000000 | 1.0000 | nos. |  | 1.2 Trolley Ext - Complete Assembly
[2180290000001] 100kg ABC Cartridge Operated Trolley Fire Extinguisher c/w SETSCO, Fire Rating : 34A/IVB(317B) c/w 6m Hose & Controllable Discharge Powder Gun (Dwg No. 21802900) |  |  |  | 2180290000001 | 0300300000000 | 1.0000 | nos. |  | 1.2 Trolley Ext - Complete Assembly
[2180290000001] 100kg ABC Cartridge Operated Trolley Fire Extinguisher c/w SETSCO, Fire Rating : 34A/IVB(317B) c/w 6m Hose & Controllable Discharge Powder Gun (Dwg No. 21802900) |  |  |  | 2180290000001 | 0323778400000 | 1.0000 | nos. |  | 1.2 Trolley Ext - Complete Assembly
[2180290000001] 100kg ABC Cartridge Operated Trolley Fire Extinguisher c/w SETSCO, Fire Rating : 34A/IVB(317B) c/w 6m Hose & Controllable Discharge Powder Gun (Dwg No. 21802900) |  |  |  | 2180290000001 | 0314950300000 | 2.0000 | nos. |  | 1.2 Trolley Ext - Complete Assembly
[2180290000001] 100kg ABC Cartridge Operated Trolley Fire Extinguisher c/w SETSCO, Fire Rating : 34A/IVB(317B) c/w 6m Hose & Controllable Discharge Powder Gun (Dwg No. 21802900) |  |  |  | 2180290000001 | 0323777600000 | 2.0000 | nos. |  | 1.2 Trolley Ext - Complete Assembly
[2180290000001] 100kg ABC Cartridge Operated Trolley Fire Extinguisher c/w SETSCO, Fire Rating : 34A/IVB(317B) c/w 6m Hose & Controllable Discharge Powder Gun (Dwg No. 21802900) |  |  |  | 2180290000001 | 0301860000000 | 1.0000 | nos. |  | 1.2 Trolley Ext - Complete Assembly
[2180290000001] 100kg ABC Cartridge Operated Trolley Fire Extinguisher c/w SETSCO, Fire Rating : 34A/IVB(317B) c/w 6m Hose & Controllable Discharge Powder Gun (Dwg No. 21802900) |  |  |  | 2180290000001 | 0319180100000 | 1.0000 | nos. |  | 1.2 Trolley Ext - Complete Assembly
[2180290000001] 100kg ABC Cartridge Operated Trolley Fire Extinguisher c/w SETSCO, Fire Rating : 34A/IVB(317B) c/w 6m Hose & Controllable Discharge Powder Gun (Dwg No. 21802900) |  |  |  | 2180290000001 | 0300320700000 | 1.0000 | nos. |  | 1.2 Trolley Ext - Complete Assembly
[2180290000001] 100kg ABC Cartridge Operated Trolley Fire Extinguisher c/w SETSCO, Fire Rating : 34A/IVB(317B) c/w 6m Hose & Controllable Discharge Powder Gun (Dwg No. 21802900) |  |  |  | 2180290000001 | 0306760400000 | 1.0000 | nos. |  | 1.2 Trolley Ext - Complete Assembly
[2180290000001] 100kg ABC Cartridge Operated Trolley Fire Extinguisher c/w SETSCO, Fire Rating : 34A/IVB(317B) c/w 6m Hose & Controllable Discharge Powder Gun (Dwg No. 21802900) |  |  |  | 2180290000001 | 0319490000000 | 2.0000 | set |  | 1.2 Trolley Ext - Complete Assembly
[2180290000001] 100kg ABC Cartridge Operated Trolley Fire Extinguisher c/w SETSCO, Fire Rating : 34A/IVB(317B) c/w 6m Hose & Controllable Discharge Powder Gun (Dwg No. 21802900) |  |  |  | 2180290000001 | 0307920400000 | 1.0000 | nos. |  | 1.2 Trolley Ext - Complete Assembly
[2180300000000] 150kg ABC Cartridge Operated Trolley Fire Extinguisher c/w LPCB, Fire Rating : 34A/IVB(317B), c/w 6m Hose & Controllable Discharge Powder Gun (Dwg No. 21803000) |  |  |  | 2180300000000 | 0300170600000 | 1.0000 | nos. |  | 1.2 Trolley Ext - Complete Assembly
[2180300000000] 150kg ABC Cartridge Operated Trolley Fire Extinguisher c/w LPCB, Fire Rating : 34A/IVB(317B), c/w 6m Hose & Controllable Discharge Powder Gun (Dwg No. 21803000) |  |  |  | 2180300000000 | 0319180100000 | 1.0000 | nos. |  | 1.2 Trolley Ext - Complete Assembly
[2180300000000] 150kg ABC Cartridge Operated Trolley Fire Extinguisher c/w LPCB, Fire Rating : 34A/IVB(317B), c/w 6m Hose & Controllable Discharge Powder Gun (Dwg No. 21803000) |  |  |  | 2180300000000 | 0323778600000 | 1.0000 | nos. |  | 1.2 Trolley Ext - Complete Assembly
[2180300000000] 150kg ABC Cartridge Operated Trolley Fire Extinguisher c/w LPCB, Fire Rating : 34A/IVB(317B), c/w 6m Hose & Controllable Discharge Powder Gun (Dwg No. 21803000) |  |  |  | 2180300000000 | 0315160000000 | 1.0000 | nos. |  | 1.2 Trolley Ext - Complete Assembly
[2180300000000] 150kg ABC Cartridge Operated Trolley Fire Extinguisher c/w LPCB, Fire Rating : 34A/IVB(317B), c/w 6m Hose & Controllable Discharge Powder Gun (Dwg No. 21803000) |  |  |  | 2180300000000 | 0323778500000 | 1.0000 | nos. |  | 1.2 Trolley Ext - Complete Assembly
[2180300000000] 150kg ABC Cartridge Operated Trolley Fire Extinguisher c/w LPCB, Fire Rating : 34A/IVB(317B), c/w 6m Hose & Controllable Discharge Powder Gun (Dwg No. 21803000) |  |  |  | 2180300000000 | 0302120300000 | 1.0000 | nos. |  | 1.2 Trolley Ext - Complete Assembly
[2180300000000] 150kg ABC Cartridge Operated Trolley Fire Extinguisher c/w LPCB, Fire Rating : 34A/IVB(317B), c/w 6m Hose & Controllable Discharge Powder Gun (Dwg No. 21803000) |  |  |  | 2180300000000 | 0314950100000 | 2.0000 | nos. |  | 1.2 Trolley Ext - Complete Assembly
[2180300000000] 150kg ABC Cartridge Operated Trolley Fire Extinguisher c/w LPCB, Fire Rating : 34A/IVB(317B), c/w 6m Hose & Controllable Discharge Powder Gun (Dwg No. 21803000) |  |  |  | 2180300000000 | 0323777500000 | 1.0000 | nos. |  | 1.2 Trolley Ext - Complete Assembly
[2180300000000] 150kg ABC Cartridge Operated Trolley Fire Extinguisher c/w LPCB, Fire Rating : 34A/IVB(317B), c/w 6m Hose & Controllable Discharge Powder Gun (Dwg No. 21803000) |  |  |  | 2180300000000 | 0300150300000 | 1.0000 | nos. |  | 1.2 Trolley Ext - Complete Assembly
[2180300000000] 150kg ABC Cartridge Operated Trolley Fire Extinguisher c/w LPCB, Fire Rating : 34A/IVB(317B), c/w 6m Hose & Controllable Discharge Powder Gun (Dwg No. 21803000) |  |  |  | 2180300000000 | 0300300000000 | 1.0000 | nos. |  | 1.2 Trolley Ext - Complete Assembly
[2180300000000] 150kg ABC Cartridge Operated Trolley Fire Extinguisher c/w LPCB, Fire Rating : 34A/IVB(317B), c/w 6m Hose & Controllable Discharge Powder Gun (Dwg No. 21803000) |  |  |  | 2180300000000 | 0319490000000 | 2.0000 | set |  | 1.2 Trolley Ext - Complete Assembly
[2180300000000] 150kg ABC Cartridge Operated Trolley Fire Extinguisher c/w LPCB, Fire Rating : 34A/IVB(317B), c/w 6m Hose & Controllable Discharge Powder Gun (Dwg No. 21803000) |  |  |  | 2180300000000 | 0309880400000 | 1.0000 | nos. |  | 1.2 Trolley Ext - Complete Assembly
[2180300000000] 150kg ABC Cartridge Operated Trolley Fire Extinguisher c/w LPCB, Fire Rating : 34A/IVB(317B), c/w 6m Hose & Controllable Discharge Powder Gun (Dwg No. 21803000) |  |  |  | 2180300000000 | 0323777600000 | 2.0000 | nos. |  | 1.2 Trolley Ext - Complete Assembly
[2180300000000] 150kg ABC Cartridge Operated Trolley Fire Extinguisher c/w LPCB, Fire Rating : 34A/IVB(317B), c/w 6m Hose & Controllable Discharge Powder Gun (Dwg No. 21803000) |  |  |  | 2180300000000 | 0317400000000 | 150.0000 | kg |  | 1.2 Trolley Ext - Complete Assembly
[2180300000000] 150kg ABC Cartridge Operated Trolley Fire Extinguisher c/w LPCB, Fire Rating : 34A/IVB(317B), c/w 6m Hose & Controllable Discharge Powder Gun (Dwg No. 21803000) |  |  |  | 2180300000000 | 0300320700000 | 1.0000 | nos. |  | 1.2 Trolley Ext - Complete Assembly
[2180300000000] 150kg ABC Cartridge Operated Trolley Fire Extinguisher c/w LPCB, Fire Rating : 34A/IVB(317B), c/w 6m Hose & Controllable Discharge Powder Gun (Dwg No. 21803000) |  |  |  | 2180300000000 | 0301860000000 | 1.0000 | nos. |  | 1.2 Trolley Ext - Complete Assembly
[2180300000000] 150kg ABC Cartridge Operated Trolley Fire Extinguisher c/w LPCB, Fire Rating : 34A/IVB(317B), c/w 6m Hose & Controllable Discharge Powder Gun (Dwg No. 21803000) |  |  |  | 2180300000000 | 0307920400000 | 1.0000 | nos. |  | 1.2 Trolley Ext - Complete Assembly
[2180300000000] 150kg ABC Cartridge Operated Trolley Fire Extinguisher c/w LPCB, Fire Rating : 34A/IVB(317B), c/w 6m Hose & Controllable Discharge Powder Gun (Dwg No. 21803000) |  |  |  | 2180300000000 | 0300330300000 | 1.0000 | nos. |  | 1.2 Trolley Ext - Complete Assembly
[2180300000001] 150kg ABC Cartridge Operated Trolley Fire Extinguisher c/w SETSCO, Fire Rating : 34A/IVB(317B), c/w 6m Hose & Controllable Discharge Powder Gun (Dwg No. 21803000) |  |  |  | 2180300000001 | 0300170600000 | 1.0000 | nos. |  | 1.2 Trolley Ext - Complete Assembly
[2180300000001] 150kg ABC Cartridge Operated Trolley Fire Extinguisher c/w SETSCO, Fire Rating : 34A/IVB(317B), c/w 6m Hose & Controllable Discharge Powder Gun (Dwg No. 21803000) |  |  |  | 2180300000001 | 0323778600000 | 1.0000 | nos. |  | 1.2 Trolley Ext - Complete Assembly
[2180300000001] 150kg ABC Cartridge Operated Trolley Fire Extinguisher c/w SETSCO, Fire Rating : 34A/IVB(317B), c/w 6m Hose & Controllable Discharge Powder Gun (Dwg No. 21803000) |  |  |  | 2180300000001 | 0323778500000 | 1.0000 | nos. |  | 1.2 Trolley Ext - Complete Assembly
[2180300000001] 150kg ABC Cartridge Operated Trolley Fire Extinguisher c/w SETSCO, Fire Rating : 34A/IVB(317B), c/w 6m Hose & Controllable Discharge Powder Gun (Dwg No. 21803000) |  |  |  | 2180300000001 | 0300300000000 | 1.0000 | nos. |  | 1.2 Trolley Ext - Complete Assembly
[2180300000001] 150kg ABC Cartridge Operated Trolley Fire Extinguisher c/w SETSCO, Fire Rating : 34A/IVB(317B), c/w 6m Hose & Controllable Discharge Powder Gun (Dwg No. 21803000) |  |  |  | 2180300000001 | 0307920400000 | 1.0000 | nos. |  | 1.2 Trolley Ext - Complete Assembly
[2180300000001] 150kg ABC Cartridge Operated Trolley Fire Extinguisher c/w SETSCO, Fire Rating : 34A/IVB(317B), c/w 6m Hose & Controllable Discharge Powder Gun (Dwg No. 21803000) |  |  |  | 2180300000001 | 0319490000000 | 2.0000 | set |  | 1.2 Trolley Ext - Complete Assembly
[2180300000001] 150kg ABC Cartridge Operated Trolley Fire Extinguisher c/w SETSCO, Fire Rating : 34A/IVB(317B), c/w 6m Hose & Controllable Discharge Powder Gun (Dwg No. 21803000) |  |  |  | 2180300000001 | 0315160000000 | 1.0000 | nos. |  | 1.2 Trolley Ext - Complete Assembly
[2180300000001] 150kg ABC Cartridge Operated Trolley Fire Extinguisher c/w SETSCO, Fire Rating : 34A/IVB(317B), c/w 6m Hose & Controllable Discharge Powder Gun (Dwg No. 21803000) |  |  |  | 2180300000001 | 0309880400000 | 1.0000 | nos. |  | 1.2 Trolley Ext - Complete Assembly
[2180300000001] 150kg ABC Cartridge Operated Trolley Fire Extinguisher c/w SETSCO, Fire Rating : 34A/IVB(317B), c/w 6m Hose & Controllable Discharge Powder Gun (Dwg No. 21803000) |  |  |  | 2180300000001 | 0300320700000 | 1.0000 | nos. |  | 1.2 Trolley Ext - Complete Assembly
[2180300000001] 150kg ABC Cartridge Operated Trolley Fire Extinguisher c/w SETSCO, Fire Rating : 34A/IVB(317B), c/w 6m Hose & Controllable Discharge Powder Gun (Dwg No. 21803000) |  |  |  | 2180300000001 | 0300150300000 | 1.0000 | nos. |  | 1.2 Trolley Ext - Complete Assembly
[2180300000001] 150kg ABC Cartridge Operated Trolley Fire Extinguisher c/w SETSCO, Fire Rating : 34A/IVB(317B), c/w 6m Hose & Controllable Discharge Powder Gun (Dwg No. 21803000) |  |  |  | 2180300000001 | 0301860000000 | 1.0000 | nos. |  | 1.2 Trolley Ext - Complete Assembly
[2180300000001] 150kg ABC Cartridge Operated Trolley Fire Extinguisher c/w SETSCO, Fire Rating : 34A/IVB(317B), c/w 6m Hose & Controllable Discharge Powder Gun (Dwg No. 21803000) |  |  |  | 2180300000001 | 0318580100000 | 2.0000 | nos. |  | 1.2 Trolley Ext - Complete Assembly
[2180300000001] 150kg ABC Cartridge Operated Trolley Fire Extinguisher c/w SETSCO, Fire Rating : 34A/IVB(317B), c/w 6m Hose & Controllable Discharge Powder Gun (Dwg No. 21803000) |  |  |  | 2180300000001 | 0323777500000 | 1.0000 | nos. |  | 1.2 Trolley Ext - Complete Assembly
[2180300000001] 150kg ABC Cartridge Operated Trolley Fire Extinguisher c/w SETSCO, Fire Rating : 34A/IVB(317B), c/w 6m Hose & Controllable Discharge Powder Gun (Dwg No. 21803000) |  |  |  | 2180300000001 | 0300330300000 | 1.0000 | nos. |  | 1.2 Trolley Ext - Complete Assembly
[2180300000001] 150kg ABC Cartridge Operated Trolley Fire Extinguisher c/w SETSCO, Fire Rating : 34A/IVB(317B), c/w 6m Hose & Controllable Discharge Powder Gun (Dwg No. 21803000) |  |  |  | 2180300000001 | 0319180100000 | 1.0000 | nos. |  | 1.2 Trolley Ext - Complete Assembly
[2180300000001] 150kg ABC Cartridge Operated Trolley Fire Extinguisher c/w SETSCO, Fire Rating : 34A/IVB(317B), c/w 6m Hose & Controllable Discharge Powder Gun (Dwg No. 21803000) |  |  |  | 2180300000001 | 0302120300000 | 1.0000 | nos. |  | 1.2 Trolley Ext - Complete Assembly
[2180300000001] 150kg ABC Cartridge Operated Trolley Fire Extinguisher c/w SETSCO, Fire Rating : 34A/IVB(317B), c/w 6m Hose & Controllable Discharge Powder Gun (Dwg No. 21803000) |  |  |  | 2180300000001 | 0317400000000 | 150.0000 | kg |  | 1.2 Trolley Ext - Complete Assembly
[2180310000000] 25kg ABC Stored Pressure Trolley Fire Extinguisher c/w LPCB, Fire Rating: 34A/IIB(275B) c/w 6m Hose & Controllable Discharge Powder Gun, (Dwg No. 21803100) |  |  |  | 2180310000000 | 0300330300000 | 1.0000 | nos. |  | 1.2 Trolley Ext - Complete Assembly
[2180310000000] 25kg ABC Stored Pressure Trolley Fire Extinguisher c/w LPCB, Fire Rating: 34A/IIB(275B) c/w 6m Hose & Controllable Discharge Powder Gun, (Dwg No. 21803100) |  |  |  | 2180310000000 | 0300690000000 | 0.2000 | m3 |  | 1.2 Trolley Ext - Complete Assembly
[2180310000000] 25kg ABC Stored Pressure Trolley Fire Extinguisher c/w LPCB, Fire Rating: 34A/IIB(275B) c/w 6m Hose & Controllable Discharge Powder Gun, (Dwg No. 21803100) |  |  |  | 2180310000000 | 0301860000000 | 1.0000 | nos. |  | 1.2 Trolley Ext - Complete Assembly
[2180310000000] 25kg ABC Stored Pressure Trolley Fire Extinguisher c/w LPCB, Fire Rating: 34A/IIB(275B) c/w 6m Hose & Controllable Discharge Powder Gun, (Dwg No. 21803100) |  |  |  | 2180310000000 | 0315160000000 | 1.0000 | nos. |  | 1.2 Trolley Ext - Complete Assembly
[2180310000000] 25kg ABC Stored Pressure Trolley Fire Extinguisher c/w LPCB, Fire Rating: 34A/IIB(275B) c/w 6m Hose & Controllable Discharge Powder Gun, (Dwg No. 21803100) |  |  |  | 2180310000000 | 0300020000000 | 1.0000 | nos. |  | 1.2 Trolley Ext - Complete Assembly
[2180310000000] 25kg ABC Stored Pressure Trolley Fire Extinguisher c/w LPCB, Fire Rating: 34A/IIB(275B) c/w 6m Hose & Controllable Discharge Powder Gun, (Dwg No. 21803100) |  |  |  | 2180310000000 | 0306710400000 | 1.0000 | nos. |  | 1.2 Trolley Ext - Complete Assembly
[2180310000000] 25kg ABC Stored Pressure Trolley Fire Extinguisher c/w LPCB, Fire Rating: 34A/IIB(275B) c/w 6m Hose & Controllable Discharge Powder Gun, (Dwg No. 21803100) |  |  |  | 2180310000000 | 0302000400000 | 1.0000 | nos. |  | 1.2 Trolley Ext - Complete Assembly
[2180310000000] 25kg ABC Stored Pressure Trolley Fire Extinguisher c/w LPCB, Fire Rating: 34A/IIB(275B) c/w 6m Hose & Controllable Discharge Powder Gun, (Dwg No. 21803100) |  |  |  | 2180310000000 | 0311020000000 | 1.0000 | nos. |  | 1.2 Trolley Ext - Complete Assembly
[2180310000000] 25kg ABC Stored Pressure Trolley Fire Extinguisher c/w LPCB, Fire Rating: 34A/IIB(275B) c/w 6m Hose & Controllable Discharge Powder Gun, (Dwg No. 21803100) |  |  |  | 2180310000000 | 0307920400000 | 1.0000 | nos. |  | 1.2 Trolley Ext - Complete Assembly
[2180310000000] 25kg ABC Stored Pressure Trolley Fire Extinguisher c/w LPCB, Fire Rating: 34A/IIB(275B) c/w 6m Hose & Controllable Discharge Powder Gun, (Dwg No. 21803100) |  |  |  | 2180310000000 | 0304400000000 | 2.0000 | nos. |  | 1.2 Trolley Ext - Complete Assembly
[2180310000000] 25kg ABC Stored Pressure Trolley Fire Extinguisher c/w LPCB, Fire Rating: 34A/IIB(275B) c/w 6m Hose & Controllable Discharge Powder Gun, (Dwg No. 21803100) |  |  |  | 2180310000000 | 0317400000000 | 25.0000 | kg |  | 1.2 Trolley Ext - Complete Assembly
[2180310000000] 25kg ABC Stored Pressure Trolley Fire Extinguisher c/w LPCB, Fire Rating: 34A/IIB(275B) c/w 6m Hose & Controllable Discharge Powder Gun, (Dwg No. 21803100) |  |  |  | 2180310000000 | 0302040100000 | 1.0000 | pcs |  | 1.2 Trolley Ext - Complete Assembly
[2180310000001] 25kg ABC Stored Pressure Trolley Fire Extinguisher c/w MED, Fire Rating: 34A/IIB(275B) c/w 6m Hose & Controllable Discharge Powder Gun, (Dwg No. 21803100) |  |  |  | 2180310000001 | 0302040000000 | 1.0000 | pcs |  | 1.2 Trolley Ext - Complete Assembly
[2180310000001] 25kg ABC Stored Pressure Trolley Fire Extinguisher c/w MED, Fire Rating: 34A/IIB(275B) c/w 6m Hose & Controllable Discharge Powder Gun, (Dwg No. 21803100) |  |  |  | 2180310000001 | 0315160000000 | 1.0000 | nos. |  | 1.2 Trolley Ext - Complete Assembly
[2180310000001] 25kg ABC Stored Pressure Trolley Fire Extinguisher c/w MED, Fire Rating: 34A/IIB(275B) c/w 6m Hose & Controllable Discharge Powder Gun, (Dwg No. 21803100) |  |  |  | 2180310000001 | 0300020000000 | 1.0000 | nos. |  | 1.2 Trolley Ext - Complete Assembly
[2180310000001] 25kg ABC Stored Pressure Trolley Fire Extinguisher c/w MED, Fire Rating: 34A/IIB(275B) c/w 6m Hose & Controllable Discharge Powder Gun, (Dwg No. 21803100) |  |  |  | 2180310000001 | 0317400000000 | 25.0000 | kg |  | 1.2 Trolley Ext - Complete Assembly
[2180310000001] 25kg ABC Stored Pressure Trolley Fire Extinguisher c/w MED, Fire Rating: 34A/IIB(275B) c/w 6m Hose & Controllable Discharge Powder Gun, (Dwg No. 21803100) |  |  |  | 2180310000001 | 0302000400000 | 1.0000 | nos. |  | 1.2 Trolley Ext - Complete Assembly
[2180310000001] 25kg ABC Stored Pressure Trolley Fire Extinguisher c/w MED, Fire Rating: 34A/IIB(275B) c/w 6m Hose & Controllable Discharge Powder Gun, (Dwg No. 21803100) |  |  |  | 2180310000001 | 0304400000000 | 2.0000 | nos. |  | 1.2 Trolley Ext - Complete Assembly
[2180310000001] 25kg ABC Stored Pressure Trolley Fire Extinguisher c/w MED, Fire Rating: 34A/IIB(275B) c/w 6m Hose & Controllable Discharge Powder Gun, (Dwg No. 21803100) |  |  |  | 2180310000001 | 0300330300000 | 1.0000 | nos. |  | 1.2 Trolley Ext - Complete Assembly
[2180310000001] 25kg ABC Stored Pressure Trolley Fire Extinguisher c/w MED, Fire Rating: 34A/IIB(275B) c/w 6m Hose & Controllable Discharge Powder Gun, (Dwg No. 21803100) |  |  |  | 2180310000001 | 0301860000000 | 1.0000 | nos. |  | 1.2 Trolley Ext - Complete Assembly
[2180310000001] 25kg ABC Stored Pressure Trolley Fire Extinguisher c/w MED, Fire Rating: 34A/IIB(275B) c/w 6m Hose & Controllable Discharge Powder Gun, (Dwg No. 21803100) |  |  |  | 2180310000001 | 0307920400000 | 1.0000 | nos. |  | 1.2 Trolley Ext - Complete Assembly
[2180310000001] 25kg ABC Stored Pressure Trolley Fire Extinguisher c/w MED, Fire Rating: 34A/IIB(275B) c/w 6m Hose & Controllable Discharge Powder Gun, (Dwg No. 21803100) |  |  |  | 2180310000001 | 0306710400000 | 1.0000 | nos. |  | 1.2 Trolley Ext - Complete Assembly
[2180310000001] 25kg ABC Stored Pressure Trolley Fire Extinguisher c/w MED, Fire Rating: 34A/IIB(275B) c/w 6m Hose & Controllable Discharge Powder Gun, (Dwg No. 21803100) |  |  |  | 2180310000001 | 0300690000000 | 0.2000 | m3 |  | 1.2 Trolley Ext - Complete Assembly
[2180310000001] 25kg ABC Stored Pressure Trolley Fire Extinguisher c/w MED, Fire Rating: 34A/IIB(275B) c/w 6m Hose & Controllable Discharge Powder Gun, (Dwg No. 21803100) |  |  |  | 2180310000001 | 0311020000000 | 1.0000 | nos. |  | 1.2 Trolley Ext - Complete Assembly
[2180310000002] 25kg ABC Stored Pressure Trolley Fire Extinguisher c/w LPCB c/w Arabic Wordings, Fire Rating: 34A/IIB(275B) c/w 6m Hose & Controllable Discharge Powder Gun, (Dwg No. 21803100) |  |  |  | 2180310000002 | 0306710400000 | 1.0000 | nos. |  | 1.2 Trolley Ext - Complete Assembly
[2180310000002] 25kg ABC Stored Pressure Trolley Fire Extinguisher c/w LPCB c/w Arabic Wordings, Fire Rating: 34A/IIB(275B) c/w 6m Hose & Controllable Discharge Powder Gun, (Dwg No. 21803100) |  |  |  | 2180310000002 | 0311020000000 | 1.0000 | nos. |  | 1.2 Trolley Ext - Complete Assembly
[2180310000002] 25kg ABC Stored Pressure Trolley Fire Extinguisher c/w LPCB c/w Arabic Wordings, Fire Rating: 34A/IIB(275B) c/w 6m Hose & Controllable Discharge Powder Gun, (Dwg No. 21803100) |  |  |  | 2180310000002 | 0307920400000 | 1.0000 | nos. |  | 1.2 Trolley Ext - Complete Assembly
[2180310000002] 25kg ABC Stored Pressure Trolley Fire Extinguisher c/w LPCB c/w Arabic Wordings, Fire Rating: 34A/IIB(275B) c/w 6m Hose & Controllable Discharge Powder Gun, (Dwg No. 21803100) |  |  |  | 2180310000002 | 0301860000000 | 1.0000 | nos. |  | 1.2 Trolley Ext - Complete Assembly
[2180310000002] 25kg ABC Stored Pressure Trolley Fire Extinguisher c/w LPCB c/w Arabic Wordings, Fire Rating: 34A/IIB(275B) c/w 6m Hose & Controllable Discharge Powder Gun, (Dwg No. 21803100) |  |  |  | 2180310000002 | 0302000400000 | 1.0000 | nos. |  | 1.2 Trolley Ext - Complete Assembly
[2180310000002] 25kg ABC Stored Pressure Trolley Fire Extinguisher c/w LPCB c/w Arabic Wordings, Fire Rating: 34A/IIB(275B) c/w 6m Hose & Controllable Discharge Powder Gun, (Dwg No. 21803100) |  |  |  | 2180310000002 | 0304400000000 | 2.0000 | nos. |  | 1.2 Trolley Ext - Complete Assembly
[2180310000002] 25kg ABC Stored Pressure Trolley Fire Extinguisher c/w LPCB c/w Arabic Wordings, Fire Rating: 34A/IIB(275B) c/w 6m Hose & Controllable Discharge Powder Gun, (Dwg No. 21803100) |  |  |  | 2180310000002 | 0300690000000 | 0.2000 | m3 |  | 1.2 Trolley Ext - Complete Assembly
[2180310000002] 25kg ABC Stored Pressure Trolley Fire Extinguisher c/w LPCB c/w Arabic Wordings, Fire Rating: 34A/IIB(275B) c/w 6m Hose & Controllable Discharge Powder Gun, (Dwg No. 21803100) |  |  |  | 2180310000002 | 0315160000000 | 1.0000 | nos. |  | 1.2 Trolley Ext - Complete Assembly
[2180310000002] 25kg ABC Stored Pressure Trolley Fire Extinguisher c/w LPCB c/w Arabic Wordings, Fire Rating: 34A/IIB(275B) c/w 6m Hose & Controllable Discharge Powder Gun, (Dwg No. 21803100) |  |  |  | 2180310000002 | 0300020000000 | 1.0000 | nos. |  | 1.2 Trolley Ext - Complete Assembly
[2180310000002] 25kg ABC Stored Pressure Trolley Fire Extinguisher c/w LPCB c/w Arabic Wordings, Fire Rating: 34A/IIB(275B) c/w 6m Hose & Controllable Discharge Powder Gun, (Dwg No. 21803100) |  |  |  | 2180310000002 | 0300330300000 | 1.0000 | nos. |  | 1.2 Trolley Ext - Complete Assembly
[2180310000002] 25kg ABC Stored Pressure Trolley Fire Extinguisher c/w LPCB c/w Arabic Wordings, Fire Rating: 34A/IIB(275B) c/w 6m Hose & Controllable Discharge Powder Gun, (Dwg No. 21803100) |  |  |  | 2180310000002 | 0302040300000 | 1.0000 | pcs |  | 1.2 Trolley Ext - Complete Assembly
[2180310000002] 25kg ABC Stored Pressure Trolley Fire Extinguisher c/w LPCB c/w Arabic Wordings, Fire Rating: 34A/IIB(275B) c/w 6m Hose & Controllable Discharge Powder Gun, (Dwg No. 21803100) |  |  |  | 2180310000002 | 0317400000000 | 25.0000 | kg |  | 1.2 Trolley Ext - Complete Assembly
[2180310000003] 25kg ABC Stored Pressure Trolley Fire Extinguisher c/w MED, Fire Rating: 34A/IIB(275B) c/w 6m Hose & Controllable Discharge Powder Gun, (Dwg No. 21803100) |  |  |  | 2180310000003 | 0304400000000 | 2.0000 | nos. |  | 1.2 Trolley Ext - Complete Assembly
[2180310000003] 25kg ABC Stored Pressure Trolley Fire Extinguisher c/w MED, Fire Rating: 34A/IIB(275B) c/w 6m Hose & Controllable Discharge Powder Gun, (Dwg No. 21803100) |  |  |  | 2180310000003 | 0307920400000 | 1.0000 | nos. |  | 1.2 Trolley Ext - Complete Assembly
[2180310000003] 25kg ABC Stored Pressure Trolley Fire Extinguisher c/w MED, Fire Rating: 34A/IIB(275B) c/w 6m Hose & Controllable Discharge Powder Gun, (Dwg No. 21803100) |  |  |  | 2180310000003 | 0311020000000 | 1.0000 | nos. |  | 1.2 Trolley Ext - Complete Assembly
[2180310000003] 25kg ABC Stored Pressure Trolley Fire Extinguisher c/w MED, Fire Rating: 34A/IIB(275B) c/w 6m Hose & Controllable Discharge Powder Gun, (Dwg No. 21803100) |  |  |  | 2180310000003 | 0317400000000 | 25.0000 | kg |  | 1.2 Trolley Ext - Complete Assembly
[2180310000003] 25kg ABC Stored Pressure Trolley Fire Extinguisher c/w MED, Fire Rating: 34A/IIB(275B) c/w 6m Hose & Controllable Discharge Powder Gun, (Dwg No. 21803100) |  |  |  | 2180310000003 | 0300330300000 | 1.0000 | nos. |  | 1.2 Trolley Ext - Complete Assembly
[2180310000003] 25kg ABC Stored Pressure Trolley Fire Extinguisher c/w MED, Fire Rating: 34A/IIB(275B) c/w 6m Hose & Controllable Discharge Powder Gun, (Dwg No. 21803100) |  |  |  | 2180310000003 | 0307020000000 | 1.0000 | nos. |  | 1.2 Trolley Ext - Complete Assembly
[2180310000003] 25kg ABC Stored Pressure Trolley Fire Extinguisher c/w MED, Fire Rating: 34A/IIB(275B) c/w 6m Hose & Controllable Discharge Powder Gun, (Dwg No. 21803100) |  |  |  | 2180310000003 | 0300690000000 | 0.2000 | m3 |  | 1.2 Trolley Ext - Complete Assembly
[2180310000003] 25kg ABC Stored Pressure Trolley Fire Extinguisher c/w MED, Fire Rating: 34A/IIB(275B) c/w 6m Hose & Controllable Discharge Powder Gun, (Dwg No. 21803100) |  |  |  | 2180310000003 | 0300020000000 | 1.0000 | nos. |  | 1.2 Trolley Ext - Complete Assembly
[2180310000003] 25kg ABC Stored Pressure Trolley Fire Extinguisher c/w MED, Fire Rating: 34A/IIB(275B) c/w 6m Hose & Controllable Discharge Powder Gun, (Dwg No. 21803100) |  |  |  | 2180310000003 | 0306710400000 | 1.0000 | nos. |  | 1.2 Trolley Ext - Complete Assembly
[2180310000003] 25kg ABC Stored Pressure Trolley Fire Extinguisher c/w MED, Fire Rating: 34A/IIB(275B) c/w 6m Hose & Controllable Discharge Powder Gun, (Dwg No. 21803100) |  |  |  | 2180310000003 | 0301860000000 | 1.0000 | nos. |  | 1.2 Trolley Ext - Complete Assembly
[2180310000003] 25kg ABC Stored Pressure Trolley Fire Extinguisher c/w MED, Fire Rating: 34A/IIB(275B) c/w 6m Hose & Controllable Discharge Powder Gun, (Dwg No. 21803100) |  |  |  | 2180310000003 | 0302040000000 | 1.0000 | pcs |  | 1.2 Trolley Ext - Complete Assembly
[2180310000003] 25kg ABC Stored Pressure Trolley Fire Extinguisher c/w MED, Fire Rating: 34A/IIB(275B) c/w 6m Hose & Controllable Discharge Powder Gun, (Dwg No. 21803100) |  |  |  | 2180310000003 | 0302000400000 | 1.0000 | nos. |  | 1.2 Trolley Ext - Complete Assembly
[2180310000004] 25kg ABC Stored Pressure Trolley Fire Extinguisher c/w SETSCO, Fire Rating: 34A/IIB(275B) c/w 6m Hose & Controllable Discharge Powder Gun, (Dwg No. 21803100) |  |  |  | 2180310000004 | 0302040100000 | 1.0000 | pcs |  | 1.2 Trolley Ext - Complete Assembly
[2180310000004] 25kg ABC Stored Pressure Trolley Fire Extinguisher c/w SETSCO, Fire Rating: 34A/IIB(275B) c/w 6m Hose & Controllable Discharge Powder Gun, (Dwg No. 21803100) |  |  |  | 2180310000004 | 0306710400000 | 1.0000 | nos. |  | 1.2 Trolley Ext - Complete Assembly
[2180310000004] 25kg ABC Stored Pressure Trolley Fire Extinguisher c/w SETSCO, Fire Rating: 34A/IIB(275B) c/w 6m Hose & Controllable Discharge Powder Gun, (Dwg No. 21803100) |  |  |  | 2180310000004 | 0300690000000 | 0.2000 | m3 |  | 1.2 Trolley Ext - Complete Assembly
[2180310000004] 25kg ABC Stored Pressure Trolley Fire Extinguisher c/w SETSCO, Fire Rating: 34A/IIB(275B) c/w 6m Hose & Controllable Discharge Powder Gun, (Dwg No. 21803100) |  |  |  | 2180310000004 | 0315160000000 | 1.0000 | nos. |  | 1.2 Trolley Ext - Complete Assembly
[2180310000004] 25kg ABC Stored Pressure Trolley Fire Extinguisher c/w SETSCO, Fire Rating: 34A/IIB(275B) c/w 6m Hose & Controllable Discharge Powder Gun, (Dwg No. 21803100) |  |  |  | 2180310000004 | 0300330300000 | 1.0000 | nos. |  | 1.2 Trolley Ext - Complete Assembly
[2180310000004] 25kg ABC Stored Pressure Trolley Fire Extinguisher c/w SETSCO, Fire Rating: 34A/IIB(275B) c/w 6m Hose & Controllable Discharge Powder Gun, (Dwg No. 21803100) |  |  |  | 2180310000004 | 0301860000000 | 1.0000 | nos. |  | 1.2 Trolley Ext - Complete Assembly
[2180310000004] 25kg ABC Stored Pressure Trolley Fire Extinguisher c/w SETSCO, Fire Rating: 34A/IIB(275B) c/w 6m Hose & Controllable Discharge Powder Gun, (Dwg No. 21803100) |  |  |  | 2180310000004 | 0307920400000 | 1.0000 | nos. |  | 1.2 Trolley Ext - Complete Assembly
[2180310000004] 25kg ABC Stored Pressure Trolley Fire Extinguisher c/w SETSCO, Fire Rating: 34A/IIB(275B) c/w 6m Hose & Controllable Discharge Powder Gun, (Dwg No. 21803100) |  |  |  | 2180310000004 | 0317400000000 | 25.0000 | kg |  | 1.2 Trolley Ext - Complete Assembly
[2180310000004] 25kg ABC Stored Pressure Trolley Fire Extinguisher c/w SETSCO, Fire Rating: 34A/IIB(275B) c/w 6m Hose & Controllable Discharge Powder Gun, (Dwg No. 21803100) |  |  |  | 2180310000004 | 0302000400000 | 1.0000 | nos. |  | 1.2 Trolley Ext - Complete Assembly
[2180310000004] 25kg ABC Stored Pressure Trolley Fire Extinguisher c/w SETSCO, Fire Rating: 34A/IIB(275B) c/w 6m Hose & Controllable Discharge Powder Gun, (Dwg No. 21803100) |  |  |  | 2180310000004 | 0304400000000 | 2.0000 | nos. |  | 1.2 Trolley Ext - Complete Assembly
[2180310000004] 25kg ABC Stored Pressure Trolley Fire Extinguisher c/w SETSCO, Fire Rating: 34A/IIB(275B) c/w 6m Hose & Controllable Discharge Powder Gun, (Dwg No. 21803100) |  |  |  | 2180310000004 | 0300020000000 | 1.0000 | nos. |  | 1.2 Trolley Ext - Complete Assembly
[2180310000004] 25kg ABC Stored Pressure Trolley Fire Extinguisher c/w SETSCO, Fire Rating: 34A/IIB(275B) c/w 6m Hose & Controllable Discharge Powder Gun, (Dwg No. 21803100) |  |  |  | 2180310000004 | 0311020000000 | 1.0000 | nos. |  | 1.2 Trolley Ext - Complete Assembly
[2180320000000] 50kg ABC Stored Pressure Trolley Fire Extinguisher, Red Color c/w LPCB Approval, Fire Rating : 34A/ IIB(275B) c/w 6m Hose & Controllable Discharge Powder Gun (Dwg. No. 21803200) |  |  |  | 2180320000000 | 0310490000000 | 1.0000 | nos. |  | 1.2 Trolley Ext - Complete Assembly
[2180320000000] 50kg ABC Stored Pressure Trolley Fire Extinguisher, Red Color c/w LPCB Approval, Fire Rating : 34A/ IIB(275B) c/w 6m Hose & Controllable Discharge Powder Gun (Dwg. No. 21803200) |  |  |  | 2180320000000 | 0300020000000 | 1.0000 | nos. |  | 1.2 Trolley Ext - Complete Assembly
[2180320000000] 50kg ABC Stored Pressure Trolley Fire Extinguisher, Red Color c/w LPCB Approval, Fire Rating : 34A/ IIB(275B) c/w 6m Hose & Controllable Discharge Powder Gun (Dwg. No. 21803200) |  |  |  | 2180320000000 | 0301860000000 | 1.0000 | nos. |  | 1.2 Trolley Ext - Complete Assembly
[2180320000000] 50kg ABC Stored Pressure Trolley Fire Extinguisher, Red Color c/w LPCB Approval, Fire Rating : 34A/ IIB(275B) c/w 6m Hose & Controllable Discharge Powder Gun (Dwg. No. 21803200) |  |  |  | 2180320000000 | 0301990000000 | 1.0000 | nos. |  | 1.2 Trolley Ext - Complete Assembly
[2180320000000] 50kg ABC Stored Pressure Trolley Fire Extinguisher, Red Color c/w LPCB Approval, Fire Rating : 34A/ IIB(275B) c/w 6m Hose & Controllable Discharge Powder Gun (Dwg. No. 21803200) |  |  |  | 2180320000000 | 0306720600000 | 1.0000 | nos. |  | 1.2 Trolley Ext - Complete Assembly
[2180320000000] 50kg ABC Stored Pressure Trolley Fire Extinguisher, Red Color c/w LPCB Approval, Fire Rating : 34A/ IIB(275B) c/w 6m Hose & Controllable Discharge Powder Gun (Dwg. No. 21803200) |  |  |  | 2180320000000 | 0300330300000 | 1.0000 | nos. |  | 1.2 Trolley Ext - Complete Assembly
[2180320000000] 50kg ABC Stored Pressure Trolley Fire Extinguisher, Red Color c/w LPCB Approval, Fire Rating : 34A/ IIB(275B) c/w 6m Hose & Controllable Discharge Powder Gun (Dwg. No. 21803200) |  |  |  | 2180320000000 | 0307920400000 | 1.0000 | nos. |  | 1.2 Trolley Ext - Complete Assembly
[2180320000000] 50kg ABC Stored Pressure Trolley Fire Extinguisher, Red Color c/w LPCB Approval, Fire Rating : 34A/ IIB(275B) c/w 6m Hose & Controllable Discharge Powder Gun (Dwg. No. 21803200) |  |  |  | 2180320000000 | 0315160000000 | 1.0000 | nos. |  | 1.2 Trolley Ext - Complete Assembly
[2180320000000] 50kg ABC Stored Pressure Trolley Fire Extinguisher, Red Color c/w LPCB Approval, Fire Rating : 34A/ IIB(275B) c/w 6m Hose & Controllable Discharge Powder Gun (Dwg. No. 21803200) |  |  |  | 2180320000000 | 0317400000000 | 50.0000 | kg |  | 1.2 Trolley Ext - Complete Assembly
[2180320000000] 50kg ABC Stored Pressure Trolley Fire Extinguisher, Red Color c/w LPCB Approval, Fire Rating : 34A/ IIB(275B) c/w 6m Hose & Controllable Discharge Powder Gun (Dwg. No. 21803200) |  |  |  | 2180320000000 | 0302000400000 | 1.0000 | nos. |  | 1.2 Trolley Ext - Complete Assembly
[2180320000000] 50kg ABC Stored Pressure Trolley Fire Extinguisher, Red Color c/w LPCB Approval, Fire Rating : 34A/ IIB(275B) c/w 6m Hose & Controllable Discharge Powder Gun (Dwg. No. 21803200) |  |  |  | 2180320000000 | 0300690000000 | 0.2000 | m3 |  | 1.2 Trolley Ext - Complete Assembly
[2180320000003] 50kg ABC Stored Pressure Trolley Fire Extinguisher, Red Color c/w SETSCO Approval, Fire Rating : 34A/ IIB(275B) c/w 6m Hose & Controllable Discharge Powder Gun (Dwg. No. 21803200) |  |  |  | 2180320000003 | 0301990000000 | 1.0000 | nos. |  | 1.2 Trolley Ext - Complete Assembly
[2180320000003] 50kg ABC Stored Pressure Trolley Fire Extinguisher, Red Color c/w SETSCO Approval, Fire Rating : 34A/ IIB(275B) c/w 6m Hose & Controllable Discharge Powder Gun (Dwg. No. 21803200) |  |  |  | 2180320000003 | 0317400000000 | 50.0000 | kg |  | 1.2 Trolley Ext - Complete Assembly
[2180320000003] 50kg ABC Stored Pressure Trolley Fire Extinguisher, Red Color c/w SETSCO Approval, Fire Rating : 34A/ IIB(275B) c/w 6m Hose & Controllable Discharge Powder Gun (Dwg. No. 21803200) |  |  |  | 2180320000003 | 0315160000000 | 1.0000 | nos. |  | 1.2 Trolley Ext - Complete Assembly
[2180320000003] 50kg ABC Stored Pressure Trolley Fire Extinguisher, Red Color c/w SETSCO Approval, Fire Rating : 34A/ IIB(275B) c/w 6m Hose & Controllable Discharge Powder Gun (Dwg. No. 21803200) |  |  |  | 2180320000003 | 0302000400000 | 1.0000 | nos. |  | 1.2 Trolley Ext - Complete Assembly
[2180320000003] 50kg ABC Stored Pressure Trolley Fire Extinguisher, Red Color c/w SETSCO Approval, Fire Rating : 34A/ IIB(275B) c/w 6m Hose & Controllable Discharge Powder Gun (Dwg. No. 21803200) |  |  |  | 2180320000003 | 0300330300000 | 1.0000 | nos. |  | 1.2 Trolley Ext - Complete Assembly
[2180320000003] 50kg ABC Stored Pressure Trolley Fire Extinguisher, Red Color c/w SETSCO Approval, Fire Rating : 34A/ IIB(275B) c/w 6m Hose & Controllable Discharge Powder Gun (Dwg. No. 21803200) |  |  |  | 2180320000003 | 0301860000000 | 1.0000 | nos. |  | 1.2 Trolley Ext - Complete Assembly
[2180320000003] 50kg ABC Stored Pressure Trolley Fire Extinguisher, Red Color c/w SETSCO Approval, Fire Rating : 34A/ IIB(275B) c/w 6m Hose & Controllable Discharge Powder Gun (Dwg. No. 21803200) |  |  |  | 2180320000003 | 0300020000000 | 1.0000 | nos. |  | 1.2 Trolley Ext - Complete Assembly
[2180320000003] 50kg ABC Stored Pressure Trolley Fire Extinguisher, Red Color c/w SETSCO Approval, Fire Rating : 34A/ IIB(275B) c/w 6m Hose & Controllable Discharge Powder Gun (Dwg. No. 21803200) |  |  |  | 2180320000003 | 0307920400000 | 1.0000 | nos. |  | 1.2 Trolley Ext - Complete Assembly
[2180320000003] 50kg ABC Stored Pressure Trolley Fire Extinguisher, Red Color c/w SETSCO Approval, Fire Rating : 34A/ IIB(275B) c/w 6m Hose & Controllable Discharge Powder Gun (Dwg. No. 21803200) |  |  |  | 2180320000003 | 0306720600000 | 1.0000 | nos. |  | 1.2 Trolley Ext - Complete Assembly
[2180320000003] 50kg ABC Stored Pressure Trolley Fire Extinguisher, Red Color c/w SETSCO Approval, Fire Rating : 34A/ IIB(275B) c/w 6m Hose & Controllable Discharge Powder Gun (Dwg. No. 21803200) |  |  |  | 2180320000003 | 0310490000000 | 1.0000 | nos. |  | 1.2 Trolley Ext - Complete Assembly
[2180320000003] 50kg ABC Stored Pressure Trolley Fire Extinguisher, Red Color c/w SETSCO Approval, Fire Rating : 34A/ IIB(275B) c/w 6m Hose & Controllable Discharge Powder Gun (Dwg. No. 21803200) |  |  |  | 2180320000003 | 0300690000000 | 0.2000 | m3 |  | 1.2 Trolley Ext - Complete Assembly
[2180320021001] 50kg ABC Stored Pressure Trolley Fire Extinguisher, Red Color c/w LPCB Approval, Arabic Wording, Fire Rating : 34A/ IIB(275B) c/w 6m Hose & Controllable Discharge Powder Gun (Dwg. No. 21803200) |  |  |  | 2180320021001 | 0301860000000 | 1.0000 | nos. |  | 1.2 Trolley Ext - Complete Assembly
[2180320021001] 50kg ABC Stored Pressure Trolley Fire Extinguisher, Red Color c/w LPCB Approval, Arabic Wording, Fire Rating : 34A/ IIB(275B) c/w 6m Hose & Controllable Discharge Powder Gun (Dwg. No. 21803200) |  |  |  | 2180320021001 | 0317400000000 | 50.0000 | kg |  | 1.2 Trolley Ext - Complete Assembly
[2180320021001] 50kg ABC Stored Pressure Trolley Fire Extinguisher, Red Color c/w LPCB Approval, Arabic Wording, Fire Rating : 34A/ IIB(275B) c/w 6m Hose & Controllable Discharge Powder Gun (Dwg. No. 21803200) |  |  |  | 2180320021001 | 0306720600000 | 1.0000 | nos. |  | 1.2 Trolley Ext - Complete Assembly
[2180320021001] 50kg ABC Stored Pressure Trolley Fire Extinguisher, Red Color c/w LPCB Approval, Arabic Wording, Fire Rating : 34A/ IIB(275B) c/w 6m Hose & Controllable Discharge Powder Gun (Dwg. No. 21803200) |  |  |  | 2180320021001 | 0301990100000 | 1.0000 | nos. |  | 1.2 Trolley Ext - Complete Assembly
[2180320021001] 50kg ABC Stored Pressure Trolley Fire Extinguisher, Red Color c/w LPCB Approval, Arabic Wording, Fire Rating : 34A/ IIB(275B) c/w 6m Hose & Controllable Discharge Powder Gun (Dwg. No. 21803200) |  |  |  | 2180320021001 | 0302000400000 | 1.0000 | nos. |  | 1.2 Trolley Ext - Complete Assembly
[2180320021001] 50kg ABC Stored Pressure Trolley Fire Extinguisher, Red Color c/w LPCB Approval, Arabic Wording, Fire Rating : 34A/ IIB(275B) c/w 6m Hose & Controllable Discharge Powder Gun (Dwg. No. 21803200) |  |  |  | 2180320021001 | 0310490000000 | 1.0000 | nos. |  | 1.2 Trolley Ext - Complete Assembly
[2180320021001] 50kg ABC Stored Pressure Trolley Fire Extinguisher, Red Color c/w LPCB Approval, Arabic Wording, Fire Rating : 34A/ IIB(275B) c/w 6m Hose & Controllable Discharge Powder Gun (Dwg. No. 21803200) |  |  |  | 2180320021001 | 0307920400000 | 1.0000 | nos. |  | 1.2 Trolley Ext - Complete Assembly
[2180320021001] 50kg ABC Stored Pressure Trolley Fire Extinguisher, Red Color c/w LPCB Approval, Arabic Wording, Fire Rating : 34A/ IIB(275B) c/w 6m Hose & Controllable Discharge Powder Gun (Dwg. No. 21803200) |  |  |  | 2180320021001 | 0300330300000 | 1.0000 | nos. |  | 1.2 Trolley Ext - Complete Assembly
[2180320021001] 50kg ABC Stored Pressure Trolley Fire Extinguisher, Red Color c/w LPCB Approval, Arabic Wording, Fire Rating : 34A/ IIB(275B) c/w 6m Hose & Controllable Discharge Powder Gun (Dwg. No. 21803200) |  |  |  | 2180320021001 | 0315160000000 | 1.0000 | nos. |  | 1.2 Trolley Ext - Complete Assembly
[2180320021001] 50kg ABC Stored Pressure Trolley Fire Extinguisher, Red Color c/w LPCB Approval, Arabic Wording, Fire Rating : 34A/ IIB(275B) c/w 6m Hose & Controllable Discharge Powder Gun (Dwg. No. 21803200) |  |  |  | 2180320021001 | 0300020000000 | 1.0000 | nos. |  | 1.2 Trolley Ext - Complete Assembly
[2180320021001] 50kg ABC Stored Pressure Trolley Fire Extinguisher, Red Color c/w LPCB Approval, Arabic Wording, Fire Rating : 34A/ IIB(275B) c/w 6m Hose & Controllable Discharge Powder Gun (Dwg. No. 21803200) |  |  |  | 2180320021001 | 0300690000000 | 0.2000 | m3 |  | 1.2 Trolley Ext - Complete Assembly
[2180330000000] 75kg ABC Cartridge Operated Trolley Fire Extinguisher c/w LPCB, Fire Rating : 34A/IVB(317B) c/w 6m Hose & Controllable Discharge Powder Gun (Dwg No. 21803300) |  |  |  | 2180330000000 | 0315160000000 | 1.0000 | nos. |  | 1.2 Trolley Ext - Complete Assembly
[2180330000000] 75kg ABC Cartridge Operated Trolley Fire Extinguisher c/w LPCB, Fire Rating : 34A/IVB(317B) c/w 6m Hose & Controllable Discharge Powder Gun (Dwg No. 21803300) |  |  |  | 2180330000000 | 0319490000000 | 2.0000 | set |  | 1.2 Trolley Ext - Complete Assembly
[2180330000000] 75kg ABC Cartridge Operated Trolley Fire Extinguisher c/w LPCB, Fire Rating : 34A/IVB(317B) c/w 6m Hose & Controllable Discharge Powder Gun (Dwg No. 21803300) |  |  |  | 2180330000000 | 0323777400000 | 1.0000 | nos. |  | 1.2 Trolley Ext - Complete Assembly
[2180330000000] 75kg ABC Cartridge Operated Trolley Fire Extinguisher c/w LPCB, Fire Rating : 34A/IVB(317B) c/w 6m Hose & Controllable Discharge Powder Gun (Dwg No. 21803300) |  |  |  | 2180330000000 | 0314950100000 | 2.0000 | nos. |  | 1.2 Trolley Ext - Complete Assembly
[2180330000000] 75kg ABC Cartridge Operated Trolley Fire Extinguisher c/w LPCB, Fire Rating : 34A/IVB(317B) c/w 6m Hose & Controllable Discharge Powder Gun (Dwg No. 21803300) |  |  |  | 2180330000000 | 0300170600000 | 1.0000 | nos. |  | 1.2 Trolley Ext - Complete Assembly
[2180330000000] 75kg ABC Cartridge Operated Trolley Fire Extinguisher c/w LPCB, Fire Rating : 34A/IVB(317B) c/w 6m Hose & Controllable Discharge Powder Gun (Dwg No. 21803300) |  |  |  | 2180330000000 | 0300330300000 | 1.0000 | nos. |  | 1.2 Trolley Ext - Complete Assembly
[2180330000000] 75kg ABC Cartridge Operated Trolley Fire Extinguisher c/w LPCB, Fire Rating : 34A/IVB(317B) c/w 6m Hose & Controllable Discharge Powder Gun (Dwg No. 21803300) |  |  |  | 2180330000000 | 0302050000000 | 1.0000 | nos. |  | 1.2 Trolley Ext - Complete Assembly
[2180330000000] 75kg ABC Cartridge Operated Trolley Fire Extinguisher c/w LPCB, Fire Rating : 34A/IVB(317B) c/w 6m Hose & Controllable Discharge Powder Gun (Dwg No. 21803300) |  |  |  | 2180330000000 | 0300150300000 | 1.0000 | nos. |  | 1.2 Trolley Ext - Complete Assembly
[2180330000000] 75kg ABC Cartridge Operated Trolley Fire Extinguisher c/w LPCB, Fire Rating : 34A/IVB(317B) c/w 6m Hose & Controllable Discharge Powder Gun (Dwg No. 21803300) |  |  |  | 2180330000000 | 0317400000000 | 75.0000 | kg |  | 1.2 Trolley Ext - Complete Assembly
[2180330000000] 75kg ABC Cartridge Operated Trolley Fire Extinguisher c/w LPCB, Fire Rating : 34A/IVB(317B) c/w 6m Hose & Controllable Discharge Powder Gun (Dwg No. 21803300) |  |  |  | 2180330000000 | 0323778200000 | 1.0000 | nos. |  | 1.2 Trolley Ext - Complete Assembly
[2180330000000] 75kg ABC Cartridge Operated Trolley Fire Extinguisher c/w LPCB, Fire Rating : 34A/IVB(317B) c/w 6m Hose & Controllable Discharge Powder Gun (Dwg No. 21803300) |  |  |  | 2180330000000 | 0300300000000 | 1.0000 | nos. |  | 1.2 Trolley Ext - Complete Assembly
[2180330000000] 75kg ABC Cartridge Operated Trolley Fire Extinguisher c/w LPCB, Fire Rating : 34A/IVB(317B) c/w 6m Hose & Controllable Discharge Powder Gun (Dwg No. 21803300) |  |  |  | 2180330000000 | 0307920400000 | 1.0000 | nos. |  | 1.2 Trolley Ext - Complete Assembly
[2180330000000] 75kg ABC Cartridge Operated Trolley Fire Extinguisher c/w LPCB, Fire Rating : 34A/IVB(317B) c/w 6m Hose & Controllable Discharge Powder Gun (Dwg No. 21803300) |  |  |  | 2180330000000 | 0300320700000 | 1.0000 | nos. |  | 1.2 Trolley Ext - Complete Assembly
[2180330000000] 75kg ABC Cartridge Operated Trolley Fire Extinguisher c/w LPCB, Fire Rating : 34A/IVB(317B) c/w 6m Hose & Controllable Discharge Powder Gun (Dwg No. 21803300) |  |  |  | 2180330000000 | 0323777600000 | 2.0000 | nos. |  | 1.2 Trolley Ext - Complete Assembly
[2180330000000] 75kg ABC Cartridge Operated Trolley Fire Extinguisher c/w LPCB, Fire Rating : 34A/IVB(317B) c/w 6m Hose & Controllable Discharge Powder Gun (Dwg No. 21803300) |  |  |  | 2180330000000 | 0323778100000 | 1.0000 | nos. |  | 1.2 Trolley Ext - Complete Assembly
[2180330000000] 75kg ABC Cartridge Operated Trolley Fire Extinguisher c/w LPCB, Fire Rating : 34A/IVB(317B) c/w 6m Hose & Controllable Discharge Powder Gun (Dwg No. 21803300) |  |  |  | 2180330000000 | 0301860000000 | 1.0000 | nos. |  | 1.2 Trolley Ext - Complete Assembly
[2180330000000] 75kg ABC Cartridge Operated Trolley Fire Extinguisher c/w LPCB, Fire Rating : 34A/IVB(317B) c/w 6m Hose & Controllable Discharge Powder Gun (Dwg No. 21803300) |  |  |  | 2180330000000 | 0306730200000 | 1.0000 | nos. |  | 1.2 Trolley Ext - Complete Assembly
[2180330000000] 75kg ABC Cartridge Operated Trolley Fire Extinguisher c/w LPCB, Fire Rating : 34A/IVB(317B) c/w 6m Hose & Controllable Discharge Powder Gun (Dwg No. 21803300) |  |  |  | 2180330000000 | 0319170100000 | 1.0000 | nos. |  | 1.2 Trolley Ext - Complete Assembly
[2180330000001] 75kg ABC Cartridge Operated Trolley Fire Extinguisher c/w SETSCO, Fire Rating : 34A/IVB(317B) c/w 6m Hose & Controllable Discharge Powder Gun (Dwg No. 21803300) |  |  |  | 2180330000001 | 0319170100000 | 1.0000 | nos. |  | 1.2 Trolley Ext - Complete Assembly
[2180330000001] 75kg ABC Cartridge Operated Trolley Fire Extinguisher c/w SETSCO, Fire Rating : 34A/IVB(317B) c/w 6m Hose & Controllable Discharge Powder Gun (Dwg No. 21803300) |  |  |  | 2180330000001 | 0301860000000 | 1.0000 | nos. |  | 1.2 Trolley Ext - Complete Assembly
[2180330000001] 75kg ABC Cartridge Operated Trolley Fire Extinguisher c/w SETSCO, Fire Rating : 34A/IVB(317B) c/w 6m Hose & Controllable Discharge Powder Gun (Dwg No. 21803300) |  |  |  | 2180330000001 | 0315160000000 | 1.0000 | nos. |  | 1.2 Trolley Ext - Complete Assembly
[2180330000001] 75kg ABC Cartridge Operated Trolley Fire Extinguisher c/w SETSCO, Fire Rating : 34A/IVB(317B) c/w 6m Hose & Controllable Discharge Powder Gun (Dwg No. 21803300) |  |  |  | 2180330000001 | 0314950100000 | 2.0000 | nos. |  | 1.2 Trolley Ext - Complete Assembly
[2180330000001] 75kg ABC Cartridge Operated Trolley Fire Extinguisher c/w SETSCO, Fire Rating : 34A/IVB(317B) c/w 6m Hose & Controllable Discharge Powder Gun (Dwg No. 21803300) |  |  |  | 2180330000001 | 0300150300000 | 1.0000 | nos. |  | 1.2 Trolley Ext - Complete Assembly
[2180330000001] 75kg ABC Cartridge Operated Trolley Fire Extinguisher c/w SETSCO, Fire Rating : 34A/IVB(317B) c/w 6m Hose & Controllable Discharge Powder Gun (Dwg No. 21803300) |  |  |  | 2180330000001 | 0300170600000 | 1.0000 | nos. |  | 1.2 Trolley Ext - Complete Assembly
[2180330000001] 75kg ABC Cartridge Operated Trolley Fire Extinguisher c/w SETSCO, Fire Rating : 34A/IVB(317B) c/w 6m Hose & Controllable Discharge Powder Gun (Dwg No. 21803300) |  |  |  | 2180330000001 | 0323778100000 | 1.0000 | nos. |  | 1.2 Trolley Ext - Complete Assembly
[2180330000001] 75kg ABC Cartridge Operated Trolley Fire Extinguisher c/w SETSCO, Fire Rating : 34A/IVB(317B) c/w 6m Hose & Controllable Discharge Powder Gun (Dwg No. 21803300) |  |  |  | 2180330000001 | 0307920400000 | 1.0000 | nos. |  | 1.2 Trolley Ext - Complete Assembly
[2180330000001] 75kg ABC Cartridge Operated Trolley Fire Extinguisher c/w SETSCO, Fire Rating : 34A/IVB(317B) c/w 6m Hose & Controllable Discharge Powder Gun (Dwg No. 21803300) |  |  |  | 2180330000001 | 0302050000000 | 1.0000 | nos. |  | 1.2 Trolley Ext - Complete Assembly
[2180330000001] 75kg ABC Cartridge Operated Trolley Fire Extinguisher c/w SETSCO, Fire Rating : 34A/IVB(317B) c/w 6m Hose & Controllable Discharge Powder Gun (Dwg No. 21803300) |  |  |  | 2180330000001 | 0300320700000 | 1.0000 | nos. |  | 1.2 Trolley Ext - Complete Assembly
[2180330000001] 75kg ABC Cartridge Operated Trolley Fire Extinguisher c/w SETSCO, Fire Rating : 34A/IVB(317B) c/w 6m Hose & Controllable Discharge Powder Gun (Dwg No. 21803300) |  |  |  | 2180330000001 | 0306730200000 | 1.0000 | nos. |  | 1.2 Trolley Ext - Complete Assembly
[2180330000001] 75kg ABC Cartridge Operated Trolley Fire Extinguisher c/w SETSCO, Fire Rating : 34A/IVB(317B) c/w 6m Hose & Controllable Discharge Powder Gun (Dwg No. 21803300) |  |  |  | 2180330000001 | 0318580100000 | 2.0000 | nos. |  | 1.2 Trolley Ext - Complete Assembly
[2180330000001] 75kg ABC Cartridge Operated Trolley Fire Extinguisher c/w SETSCO, Fire Rating : 34A/IVB(317B) c/w 6m Hose & Controllable Discharge Powder Gun (Dwg No. 21803300) |  |  |  | 2180330000001 | 0319490000000 | 2.0000 | set |  | 1.2 Trolley Ext - Complete Assembly
[2180330000001] 75kg ABC Cartridge Operated Trolley Fire Extinguisher c/w SETSCO, Fire Rating : 34A/IVB(317B) c/w 6m Hose & Controllable Discharge Powder Gun (Dwg No. 21803300) |  |  |  | 2180330000001 | 0317400000000 | 75.0000 | kg |  | 1.2 Trolley Ext - Complete Assembly
[2180330000001] 75kg ABC Cartridge Operated Trolley Fire Extinguisher c/w SETSCO, Fire Rating : 34A/IVB(317B) c/w 6m Hose & Controllable Discharge Powder Gun (Dwg No. 21803300) |  |  |  | 2180330000001 | 0300330300000 | 1.0000 | nos. |  | 1.2 Trolley Ext - Complete Assembly
[2180330000001] 75kg ABC Cartridge Operated Trolley Fire Extinguisher c/w SETSCO, Fire Rating : 34A/IVB(317B) c/w 6m Hose & Controllable Discharge Powder Gun (Dwg No. 21803300) |  |  |  | 2180330000001 | 0323777400000 | 1.0000 | nos. |  | 1.2 Trolley Ext - Complete Assembly
[2180330000001] 75kg ABC Cartridge Operated Trolley Fire Extinguisher c/w SETSCO, Fire Rating : 34A/IVB(317B) c/w 6m Hose & Controllable Discharge Powder Gun (Dwg No. 21803300) |  |  |  | 2180330000001 | 0300300000000 | 1.0000 | nos. |  | 1.2 Trolley Ext - Complete Assembly
[2180330000001] 75kg ABC Cartridge Operated Trolley Fire Extinguisher c/w SETSCO, Fire Rating : 34A/IVB(317B) c/w 6m Hose & Controllable Discharge Powder Gun (Dwg No. 21803300) |  |  |  | 2180330000001 | 0323778200000 | 1.0000 | nos. |  | 1.2 Trolley Ext - Complete Assembly
[2180360000000] 25kg Monnex Powder Cartridge Operated Trolley Fire Extinguisher c/w LPCB, Fire Rating : IIIB(296B) c/w 6m Hose & Controllable Discharge Powder Gun (Dwg No. 21803600) |  |  |  | 2180360000000 | 0300170600000 | 1.0000 | nos. |  | 1.2 Trolley Ext - Complete Assembly
[2180360000000] 25kg Monnex Powder Cartridge Operated Trolley Fire Extinguisher c/w LPCB, Fire Rating : IIIB(296B) c/w 6m Hose & Controllable Discharge Powder Gun (Dwg No. 21803600) |  |  |  | 2180360000000 | 0304400000000 | 2.0000 | nos. |  | 1.2 Trolley Ext - Complete Assembly
[2180360000000] 25kg Monnex Powder Cartridge Operated Trolley Fire Extinguisher c/w LPCB, Fire Rating : IIIB(296B) c/w 6m Hose & Controllable Discharge Powder Gun (Dwg No. 21803600) |  |  |  | 2180360000000 | 0319150200000 | 1.0000 | nos. |  | 1.2 Trolley Ext - Complete Assembly
[2180360000000] 25kg Monnex Powder Cartridge Operated Trolley Fire Extinguisher c/w LPCB, Fire Rating : IIIB(296B) c/w 6m Hose & Controllable Discharge Powder Gun (Dwg No. 21803600) |  |  |  | 2180360000000 | 0307920400000 | 1.0000 | nos. |  | 1.2 Trolley Ext - Complete Assembly
[2180360000000] 25kg Monnex Powder Cartridge Operated Trolley Fire Extinguisher c/w LPCB, Fire Rating : IIIB(296B) c/w 6m Hose & Controllable Discharge Powder Gun (Dwg No. 21803600) |  |  |  | 2180360000000 | 0323777700000 | 1.0000 | nos. |  | 1.2 Trolley Ext - Complete Assembly
[2180360000000] 25kg Monnex Powder Cartridge Operated Trolley Fire Extinguisher c/w LPCB, Fire Rating : IIIB(296B) c/w 6m Hose & Controllable Discharge Powder Gun (Dwg No. 21803600) |  |  |  | 2180360000000 | 0302510000000 | 25.0000 | kg |  | 1.2 Trolley Ext - Complete Assembly
[2180360000000] 25kg Monnex Powder Cartridge Operated Trolley Fire Extinguisher c/w LPCB, Fire Rating : IIIB(296B) c/w 6m Hose & Controllable Discharge Powder Gun (Dwg No. 21803600) |  |  |  | 2180360000000 | 0300150300000 | 1.0000 | nos. |  | 1.2 Trolley Ext - Complete Assembly
[2180360000000] 25kg Monnex Powder Cartridge Operated Trolley Fire Extinguisher c/w LPCB, Fire Rating : IIIB(296B) c/w 6m Hose & Controllable Discharge Powder Gun (Dwg No. 21803600) |  |  |  | 2180360000000 | 0300330300000 | 1.0000 | nos. |  | 1.2 Trolley Ext - Complete Assembly
[2180360000000] 25kg Monnex Powder Cartridge Operated Trolley Fire Extinguisher c/w LPCB, Fire Rating : IIIB(296B) c/w 6m Hose & Controllable Discharge Powder Gun (Dwg No. 21803600) |  |  |  | 2180360000000 | 0323777300000 | 1.0000 | nos. |  | 1.2 Trolley Ext - Complete Assembly
[2180360000000] 25kg Monnex Powder Cartridge Operated Trolley Fire Extinguisher c/w LPCB, Fire Rating : IIIB(296B) c/w 6m Hose & Controllable Discharge Powder Gun (Dwg No. 21803600) |  |  |  | 2180360000000 | 0300320700000 | 1.0000 | nos. |  | 1.2 Trolley Ext - Complete Assembly
[2180360000000] 25kg Monnex Powder Cartridge Operated Trolley Fire Extinguisher c/w LPCB, Fire Rating : IIIB(296B) c/w 6m Hose & Controllable Discharge Powder Gun (Dwg No. 21803600) |  |  |  | 2180360000000 | 0301860000000 | 1.0000 | nos. |  | 1.2 Trolley Ext - Complete Assembly
[2180360000000] 25kg Monnex Powder Cartridge Operated Trolley Fire Extinguisher c/w LPCB, Fire Rating : IIIB(296B) c/w 6m Hose & Controllable Discharge Powder Gun (Dwg No. 21803600) |  |  |  | 2180360000000 | 0306710400000 | 1.0000 | nos. |  | 1.2 Trolley Ext - Complete Assembly
[2180360000000] 25kg Monnex Powder Cartridge Operated Trolley Fire Extinguisher c/w LPCB, Fire Rating : IIIB(296B) c/w 6m Hose & Controllable Discharge Powder Gun (Dwg No. 21803600) |  |  |  | 2180360000000 | 0307240100000 | 1.0000 | nos. |  | 1.2 Trolley Ext - Complete Assembly
[2180360000000] 25kg Monnex Powder Cartridge Operated Trolley Fire Extinguisher c/w LPCB, Fire Rating : IIIB(296B) c/w 6m Hose & Controllable Discharge Powder Gun (Dwg No. 21803600) |  |  |  | 2180360000000 | 0314950100000 | 2.0000 | nos. |  | 1.2 Trolley Ext - Complete Assembly
[2180360000000] 25kg Monnex Powder Cartridge Operated Trolley Fire Extinguisher c/w LPCB, Fire Rating : IIIB(296B) c/w 6m Hose & Controllable Discharge Powder Gun (Dwg No. 21803600) |  |  |  | 2180360000000 | 0319490000000 | 2.0000 | set |  | 1.2 Trolley Ext - Complete Assembly
[2180360000000] 25kg Monnex Powder Cartridge Operated Trolley Fire Extinguisher c/w LPCB, Fire Rating : IIIB(296B) c/w 6m Hose & Controllable Discharge Powder Gun (Dwg No. 21803600) |  |  |  | 2180360000000 | 0323777800000 | 1.0000 | nos. |  | 1.2 Trolley Ext - Complete Assembly
[2180360000000] 25kg Monnex Powder Cartridge Operated Trolley Fire Extinguisher c/w LPCB, Fire Rating : IIIB(296B) c/w 6m Hose & Controllable Discharge Powder Gun (Dwg No. 21803600) |  |  |  | 2180360000000 | 0300300000000 | 1.0000 | nos. |  | 1.2 Trolley Ext - Complete Assembly
[2180360000000] 25kg Monnex Powder Cartridge Operated Trolley Fire Extinguisher c/w LPCB, Fire Rating : IIIB(296B) c/w 6m Hose & Controllable Discharge Powder Gun (Dwg No. 21803600) |  |  |  | 2180360000000 | 0323777600000 | 2.0000 | nos. |  | 1.2 Trolley Ext - Complete Assembly
[2180370000000] 50kg Monnex Powder Cartridge Operated Trolley Fire Extinguisher c/w LPCB, Fire Rating : IIIB(296B) c/w 6m Hose & Controllable Discharge Powder Gun (Dwg No. 21803700) |  |  |  | 2180370000000 | 0318580100000 | 2.0000 | nos. |  | 1.2 Trolley Ext - Complete Assembly
[2180370000000] 50kg Monnex Powder Cartridge Operated Trolley Fire Extinguisher c/w LPCB, Fire Rating : IIIB(296B) c/w 6m Hose & Controllable Discharge Powder Gun (Dwg No. 21803700) |  |  |  | 2180370000000 | 0315160000000 | 1.0000 | nos. |  | 1.2 Trolley Ext - Complete Assembly
[2180370000000] 50kg Monnex Powder Cartridge Operated Trolley Fire Extinguisher c/w LPCB, Fire Rating : IIIB(296B) c/w 6m Hose & Controllable Discharge Powder Gun (Dwg No. 21803700) |  |  |  | 2180370000000 | 0319490000000 | 2.0000 | set |  | 1.2 Trolley Ext - Complete Assembly
[2180370000000] 50kg Monnex Powder Cartridge Operated Trolley Fire Extinguisher c/w LPCB, Fire Rating : IIIB(296B) c/w 6m Hose & Controllable Discharge Powder Gun (Dwg No. 21803700) |  |  |  | 2180370000000 | 0323778000000 | 1.0000 | nos. |  | 1.2 Trolley Ext - Complete Assembly
[2180370000000] 50kg Monnex Powder Cartridge Operated Trolley Fire Extinguisher c/w LPCB, Fire Rating : IIIB(296B) c/w 6m Hose & Controllable Discharge Powder Gun (Dwg No. 21803700) |  |  |  | 2180370000000 | 0300150300000 | 1.0000 | nos. |  | 1.2 Trolley Ext - Complete Assembly
[2180370000000] 50kg Monnex Powder Cartridge Operated Trolley Fire Extinguisher c/w LPCB, Fire Rating : IIIB(296B) c/w 6m Hose & Controllable Discharge Powder Gun (Dwg No. 21803700) |  |  |  | 2180370000000 | 0300330300000 | 1.0000 | nos. |  | 1.2 Trolley Ext - Complete Assembly
[2180370000000] 50kg Monnex Powder Cartridge Operated Trolley Fire Extinguisher c/w LPCB, Fire Rating : IIIB(296B) c/w 6m Hose & Controllable Discharge Powder Gun (Dwg No. 21803700) |  |  |  | 2180370000000 | 0314950100000 | 2.0000 | nos. |  | 1.2 Trolley Ext - Complete Assembly
[2180370000000] 50kg Monnex Powder Cartridge Operated Trolley Fire Extinguisher c/w LPCB, Fire Rating : IIIB(296B) c/w 6m Hose & Controllable Discharge Powder Gun (Dwg No. 21803700) |  |  |  | 2180370000000 | 0319150100000 | 1.0000 | nos. |  | 1.2 Trolley Ext - Complete Assembly
[2180370000000] 50kg Monnex Powder Cartridge Operated Trolley Fire Extinguisher c/w LPCB, Fire Rating : IIIB(296B) c/w 6m Hose & Controllable Discharge Powder Gun (Dwg No. 21803700) |  |  |  | 2180370000000 | 0301860000000 | 1.0000 | nos. |  | 1.2 Trolley Ext - Complete Assembly
[2180370000000] 50kg Monnex Powder Cartridge Operated Trolley Fire Extinguisher c/w LPCB, Fire Rating : IIIB(296B) c/w 6m Hose & Controllable Discharge Powder Gun (Dwg No. 21803700) |  |  |  | 2180370000000 | 0307240000000 | 1.0000 | nos. |  | 1.2 Trolley Ext - Complete Assembly
[2180370000000] 50kg Monnex Powder Cartridge Operated Trolley Fire Extinguisher c/w LPCB, Fire Rating : IIIB(296B) c/w 6m Hose & Controllable Discharge Powder Gun (Dwg No. 21803700) |  |  |  | 2180370000000 | 0300170600000 | 1.0000 | nos. |  | 1.2 Trolley Ext - Complete Assembly
[2180370000000] 50kg Monnex Powder Cartridge Operated Trolley Fire Extinguisher c/w LPCB, Fire Rating : IIIB(296B) c/w 6m Hose & Controllable Discharge Powder Gun (Dwg No. 21803700) |  |  |  | 2180370000000 | 0323777300000 | 1.0000 | nos. |  | 1.2 Trolley Ext - Complete Assembly
[2180370000000] 50kg Monnex Powder Cartridge Operated Trolley Fire Extinguisher c/w LPCB, Fire Rating : IIIB(296B) c/w 6m Hose & Controllable Discharge Powder Gun (Dwg No. 21803700) |  |  |  | 2180370000000 | 0302510000000 | 50.0000 | kg |  | 1.2 Trolley Ext - Complete Assembly
[2180370000000] 50kg Monnex Powder Cartridge Operated Trolley Fire Extinguisher c/w LPCB, Fire Rating : IIIB(296B) c/w 6m Hose & Controllable Discharge Powder Gun (Dwg No. 21803700) |  |  |  | 2180370000000 | 0307920400000 | 1.0000 | nos. |  | 1.2 Trolley Ext - Complete Assembly
[2180370000000] 50kg Monnex Powder Cartridge Operated Trolley Fire Extinguisher c/w LPCB, Fire Rating : IIIB(296B) c/w 6m Hose & Controllable Discharge Powder Gun (Dwg No. 21803700) |  |  |  | 2180370000000 | 0323777900000 | 1.0000 | nos. |  | 1.2 Trolley Ext - Complete Assembly
[2180370000000] 50kg Monnex Powder Cartridge Operated Trolley Fire Extinguisher c/w LPCB, Fire Rating : IIIB(296B) c/w 6m Hose & Controllable Discharge Powder Gun (Dwg No. 21803700) |  |  |  | 2180370000000 | 0300300000000 | 1.0000 | nos. |  | 1.2 Trolley Ext - Complete Assembly
[2180370000000] 50kg Monnex Powder Cartridge Operated Trolley Fire Extinguisher c/w LPCB, Fire Rating : IIIB(296B) c/w 6m Hose & Controllable Discharge Powder Gun (Dwg No. 21803700) |  |  |  | 2180370000000 | 0306720600000 | 1.0000 | nos. |  | 1.2 Trolley Ext - Complete Assembly
[2180370000000] 50kg Monnex Powder Cartridge Operated Trolley Fire Extinguisher c/w LPCB, Fire Rating : IIIB(296B) c/w 6m Hose & Controllable Discharge Powder Gun (Dwg No. 21803700) |  |  |  | 2180370000000 | 0300320700000 | 1.0000 | nos. |  | 1.2 Trolley Ext - Complete Assembly
[2180380000000] 100kg Monnex Powder Cartridge Operated Trolley Fire Extinguisher c/w LPCB, Fire Rating : IIIB(296B) c/w 6m Hose & Controllable Discharge Powder Gun (Dwg No. 21803800) |  |  |  | 2180380000000 | 0314950100000 | 2.0000 | nos. |  | 1.2 Trolley Ext - Complete Assembly
[2180380000000] 100kg Monnex Powder Cartridge Operated Trolley Fire Extinguisher c/w LPCB, Fire Rating : IIIB(296B) c/w 6m Hose & Controllable Discharge Powder Gun (Dwg No. 21803800) |  |  |  | 2180380000000 | 0301860000000 | 1.0000 | nos. |  | 1.2 Trolley Ext - Complete Assembly
[2180380000000] 100kg Monnex Powder Cartridge Operated Trolley Fire Extinguisher c/w LPCB, Fire Rating : IIIB(296B) c/w 6m Hose & Controllable Discharge Powder Gun (Dwg No. 21803800) |  |  |  | 2180380000000 | 0319490000000 | 2.0000 | set |  | 1.2 Trolley Ext - Complete Assembly
[2180380000000] 100kg Monnex Powder Cartridge Operated Trolley Fire Extinguisher c/w LPCB, Fire Rating : IIIB(296B) c/w 6m Hose & Controllable Discharge Powder Gun (Dwg No. 21803800) |  |  |  | 2180380000000 | 0300330300000 | 1.0000 | nos. |  | 1.2 Trolley Ext - Complete Assembly
[2180380000000] 100kg Monnex Powder Cartridge Operated Trolley Fire Extinguisher c/w LPCB, Fire Rating : IIIB(296B) c/w 6m Hose & Controllable Discharge Powder Gun (Dwg No. 21803800) |  |  |  | 2180380000000 | 0300170600000 | 1.0000 | nos. |  | 1.2 Trolley Ext - Complete Assembly
[2180380000000] 100kg Monnex Powder Cartridge Operated Trolley Fire Extinguisher c/w LPCB, Fire Rating : IIIB(296B) c/w 6m Hose & Controllable Discharge Powder Gun (Dwg No. 21803800) |  |  |  | 2180380000000 | 0323777600000 | 2.0000 | nos. |  | 1.2 Trolley Ext - Complete Assembly
[2180380000000] 100kg Monnex Powder Cartridge Operated Trolley Fire Extinguisher c/w LPCB, Fire Rating : IIIB(296B) c/w 6m Hose & Controllable Discharge Powder Gun (Dwg No. 21803800) |  |  |  | 2180380000000 | 0307920400000 | 1.0000 | nos. |  | 1.2 Trolley Ext - Complete Assembly
[2180380000000] 100kg Monnex Powder Cartridge Operated Trolley Fire Extinguisher c/w LPCB, Fire Rating : IIIB(296B) c/w 6m Hose & Controllable Discharge Powder Gun (Dwg No. 21803800) |  |  |  | 2180380000000 | 0306760400000 | 1.0000 | nos. |  | 1.2 Trolley Ext - Complete Assembly
[2180380000000] 100kg Monnex Powder Cartridge Operated Trolley Fire Extinguisher c/w LPCB, Fire Rating : IIIB(296B) c/w 6m Hose & Controllable Discharge Powder Gun (Dwg No. 21803800) |  |  |  | 2180380000000 | 0300150300000 | 1.0000 | nos. |  | 1.2 Trolley Ext - Complete Assembly
[2180380000000] 100kg Monnex Powder Cartridge Operated Trolley Fire Extinguisher c/w LPCB, Fire Rating : IIIB(296B) c/w 6m Hose & Controllable Discharge Powder Gun (Dwg No. 21803800) |  |  |  | 2180380000000 | 0300320700000 | 1.0000 | nos. |  | 1.2 Trolley Ext - Complete Assembly
[2180380000000] 100kg Monnex Powder Cartridge Operated Trolley Fire Extinguisher c/w LPCB, Fire Rating : IIIB(296B) c/w 6m Hose & Controllable Discharge Powder Gun (Dwg No. 21803800) |  |  |  | 2180380000000 | 0302510000000 | 100.0000 | kg |  | 1.2 Trolley Ext - Complete Assembly
[2180380000000] 100kg Monnex Powder Cartridge Operated Trolley Fire Extinguisher c/w LPCB, Fire Rating : IIIB(296B) c/w 6m Hose & Controllable Discharge Powder Gun (Dwg No. 21803800) |  |  |  | 2180380000000 | 0323777500000 | 1.0000 | nos. |  | 1.2 Trolley Ext - Complete Assembly
[2180380000000] 100kg Monnex Powder Cartridge Operated Trolley Fire Extinguisher c/w LPCB, Fire Rating : IIIB(296B) c/w 6m Hose & Controllable Discharge Powder Gun (Dwg No. 21803800) |  |  |  | 2180380000000 | 0300300000000 | 1.0000 | nos. |  | 1.2 Trolley Ext - Complete Assembly
[2180380000000] 100kg Monnex Powder Cartridge Operated Trolley Fire Extinguisher c/w LPCB, Fire Rating : IIIB(296B) c/w 6m Hose & Controllable Discharge Powder Gun (Dwg No. 21803800) |  |  |  | 2180380000000 | 0319180100000 | 1.0000 | nos. |  | 1.2 Trolley Ext - Complete Assembly
[2180380000000] 100kg Monnex Powder Cartridge Operated Trolley Fire Extinguisher c/w LPCB, Fire Rating : IIIB(296B) c/w 6m Hose & Controllable Discharge Powder Gun (Dwg No. 21803800) |  |  |  | 2180380000000 | 0323778300000 | 1.0000 | nos. |  | 1.2 Trolley Ext - Complete Assembly
[2180380000000] 100kg Monnex Powder Cartridge Operated Trolley Fire Extinguisher c/w LPCB, Fire Rating : IIIB(296B) c/w 6m Hose & Controllable Discharge Powder Gun (Dwg No. 21803800) |  |  |  | 2180380000000 | 0323778400000 | 1.0000 | nos. |  | 1.2 Trolley Ext - Complete Assembly
[2180430000000] 50kg Purple K Cartridge Operated Trolley Fire Extinguisher c/w LPCB, Fire Rating : IVB(317B) c/w 6m Hose & Controllable Discharge Powder Gun (Dwg No. 21804300) |  |  |  | 2180430000000 | 0300320700000 | 1.0000 | nos. |  | 1.2 Trolley Ext - Complete Assembly
[2180430000000] 50kg Purple K Cartridge Operated Trolley Fire Extinguisher c/w LPCB, Fire Rating : IVB(317B) c/w 6m Hose & Controllable Discharge Powder Gun (Dwg No. 21804300) |  |  |  | 2180430000000 | 0322510000000 | 1.0000 | pcs |  | 1.2 Trolley Ext - Complete Assembly
[2180430000000] 50kg Purple K Cartridge Operated Trolley Fire Extinguisher c/w LPCB, Fire Rating : IVB(317B) c/w 6m Hose & Controllable Discharge Powder Gun (Dwg No. 21804300) |  |  |  | 2180430000000 | 0314950100000 | 2.0000 | nos. |  | 1.2 Trolley Ext - Complete Assembly
[2180430000000] 50kg Purple K Cartridge Operated Trolley Fire Extinguisher c/w LPCB, Fire Rating : IVB(317B) c/w 6m Hose & Controllable Discharge Powder Gun (Dwg No. 21804300) |  |  |  | 2180430000000 | 0323777600000 | 2.0000 | nos. |  | 1.2 Trolley Ext - Complete Assembly
[2180430000000] 50kg Purple K Cartridge Operated Trolley Fire Extinguisher c/w LPCB, Fire Rating : IVB(317B) c/w 6m Hose & Controllable Discharge Powder Gun (Dwg No. 21804300) |  |  |  | 2180430000000 | 0300170600000 | 1.0000 | nos. |  | 1.2 Trolley Ext - Complete Assembly
[2180430000000] 50kg Purple K Cartridge Operated Trolley Fire Extinguisher c/w LPCB, Fire Rating : IVB(317B) c/w 6m Hose & Controllable Discharge Powder Gun (Dwg No. 21804300) |  |  |  | 2180430000000 | 0300300000000 | 1.0000 | nos. |  | 1.2 Trolley Ext - Complete Assembly
[2180430000000] 50kg Purple K Cartridge Operated Trolley Fire Extinguisher c/w LPCB, Fire Rating : IVB(317B) c/w 6m Hose & Controllable Discharge Powder Gun (Dwg No. 21804300) |  |  |  | 2180430000000 | 0300330300000 | 1.0000 | nos. |  | 1.2 Trolley Ext - Complete Assembly
[2180430000000] 50kg Purple K Cartridge Operated Trolley Fire Extinguisher c/w LPCB, Fire Rating : IVB(317B) c/w 6m Hose & Controllable Discharge Powder Gun (Dwg No. 21804300) |  |  |  | 2180430000000 | 0302500000000 | 50.0000 | kg |  | 1.2 Trolley Ext - Complete Assembly
[2180430000000] 50kg Purple K Cartridge Operated Trolley Fire Extinguisher c/w LPCB, Fire Rating : IVB(317B) c/w 6m Hose & Controllable Discharge Powder Gun (Dwg No. 21804300) |  |  |  | 2180430000000 | 0306720600000 | 1.0000 | nos. |  | 1.2 Trolley Ext - Complete Assembly
[2180430000000] 50kg Purple K Cartridge Operated Trolley Fire Extinguisher c/w LPCB, Fire Rating : IVB(317B) c/w 6m Hose & Controllable Discharge Powder Gun (Dwg No. 21804300) |  |  |  | 2180430000000 | 0319490000000 | 2.0000 | set |  | 1.2 Trolley Ext - Complete Assembly
[2180430000000] 50kg Purple K Cartridge Operated Trolley Fire Extinguisher c/w LPCB, Fire Rating : IVB(317B) c/w 6m Hose & Controllable Discharge Powder Gun (Dwg No. 21804300) |  |  |  | 2180430000000 | 0323777900000 | 1.0000 | nos. |  | 1.2 Trolley Ext - Complete Assembly
[2180430000000] 50kg Purple K Cartridge Operated Trolley Fire Extinguisher c/w LPCB, Fire Rating : IVB(317B) c/w 6m Hose & Controllable Discharge Powder Gun (Dwg No. 21804300) |  |  |  | 2180430000000 | 0300150300000 | 1.0000 | nos. |  | 1.2 Trolley Ext - Complete Assembly
[2180430000000] 50kg Purple K Cartridge Operated Trolley Fire Extinguisher c/w LPCB, Fire Rating : IVB(317B) c/w 6m Hose & Controllable Discharge Powder Gun (Dwg No. 21804300) |  |  |  | 2180430000000 | 0319150100000 | 1.0000 | nos. |  | 1.2 Trolley Ext - Complete Assembly
[2180430000000] 50kg Purple K Cartridge Operated Trolley Fire Extinguisher c/w LPCB, Fire Rating : IVB(317B) c/w 6m Hose & Controllable Discharge Powder Gun (Dwg No. 21804300) |  |  |  | 2180430000000 | 0323777300000 | 1.0000 | nos. |  | 1.2 Trolley Ext - Complete Assembly
[2180430000000] 50kg Purple K Cartridge Operated Trolley Fire Extinguisher c/w LPCB, Fire Rating : IVB(317B) c/w 6m Hose & Controllable Discharge Powder Gun (Dwg No. 21804300) |  |  |  | 2180430000000 | 0301860000000 | 1.0000 | nos. |  | 1.2 Trolley Ext - Complete Assembly
[2180430000000] 50kg Purple K Cartridge Operated Trolley Fire Extinguisher c/w LPCB, Fire Rating : IVB(317B) c/w 6m Hose & Controllable Discharge Powder Gun (Dwg No. 21804300) |  |  |  | 2180430000000 | 0323778000000 | 1.0000 | nos. |  | 1.2 Trolley Ext - Complete Assembly
[2180430000000] 50kg Purple K Cartridge Operated Trolley Fire Extinguisher c/w LPCB, Fire Rating : IVB(317B) c/w 6m Hose & Controllable Discharge Powder Gun (Dwg No. 21804300) |  |  |  | 2180430000000 | 0307920400000 | 1.0000 | nos. |  | 1.2 Trolley Ext - Complete Assembly
[2180440000000] 75kg Purple K Cartridge Operated Trolley Fire Extinguisher c/w LPCB, Fire Rating : IVB(317B) c/w 6m Hose & Controllable Discharge Powder Gun (Dwg No. 21804400) |  |  |  | 2180440000000 | 0323777400000 | 1.0000 | nos. |  | 1.2 Trolley Ext - Complete Assembly
[2180440000000] 75kg Purple K Cartridge Operated Trolley Fire Extinguisher c/w LPCB, Fire Rating : IVB(317B) c/w 6m Hose & Controllable Discharge Powder Gun (Dwg No. 21804400) |  |  |  | 2180440000000 | 0300300000000 | 1.0000 | nos. |  | 1.2 Trolley Ext - Complete Assembly
[2180440000000] 75kg Purple K Cartridge Operated Trolley Fire Extinguisher c/w LPCB, Fire Rating : IVB(317B) c/w 6m Hose & Controllable Discharge Powder Gun (Dwg No. 21804400) |  |  |  | 2180440000000 | 0301860000000 | 1.0000 | nos. |  | 1.2 Trolley Ext - Complete Assembly
[2180440000000] 75kg Purple K Cartridge Operated Trolley Fire Extinguisher c/w LPCB, Fire Rating : IVB(317B) c/w 6m Hose & Controllable Discharge Powder Gun (Dwg No. 21804400) |  |  |  | 2180440000000 | 0304760000000 | 1.0000 | pcs |  | 1.2 Trolley Ext - Complete Assembly
[2180440000000] 75kg Purple K Cartridge Operated Trolley Fire Extinguisher c/w LPCB, Fire Rating : IVB(317B) c/w 6m Hose & Controllable Discharge Powder Gun (Dwg No. 21804400) |  |  |  | 2180440000000 | 0300150300000 | 1.0000 | nos. |  | 1.2 Trolley Ext - Complete Assembly
[2180440000000] 75kg Purple K Cartridge Operated Trolley Fire Extinguisher c/w LPCB, Fire Rating : IVB(317B) c/w 6m Hose & Controllable Discharge Powder Gun (Dwg No. 21804400) |  |  |  | 2180440000000 | 0300320700000 | 1.0000 | nos. |  | 1.2 Trolley Ext - Complete Assembly
[2180440000000] 75kg Purple K Cartridge Operated Trolley Fire Extinguisher c/w LPCB, Fire Rating : IVB(317B) c/w 6m Hose & Controllable Discharge Powder Gun (Dwg No. 21804400) |  |  |  | 2180440000000 | 0302500000000 | 75.0000 | kg |  | 1.2 Trolley Ext - Complete Assembly
[2180440000000] 75kg Purple K Cartridge Operated Trolley Fire Extinguisher c/w LPCB, Fire Rating : IVB(317B) c/w 6m Hose & Controllable Discharge Powder Gun (Dwg No. 21804400) |  |  |  | 2180440000000 | 0323778200000 | 1.0000 | nos. |  | 1.2 Trolley Ext - Complete Assembly
[2180440000000] 75kg Purple K Cartridge Operated Trolley Fire Extinguisher c/w LPCB, Fire Rating : IVB(317B) c/w 6m Hose & Controllable Discharge Powder Gun (Dwg No. 21804400) |  |  |  | 2180440000000 | 0306730200000 | 1.0000 | nos. |  | 1.2 Trolley Ext - Complete Assembly
[2180440000000] 75kg Purple K Cartridge Operated Trolley Fire Extinguisher c/w LPCB, Fire Rating : IVB(317B) c/w 6m Hose & Controllable Discharge Powder Gun (Dwg No. 21804400) |  |  |  | 2180440000000 | 0319490000000 | 2.0000 | set |  | 1.2 Trolley Ext - Complete Assembly
[2180440000000] 75kg Purple K Cartridge Operated Trolley Fire Extinguisher c/w LPCB, Fire Rating : IVB(317B) c/w 6m Hose & Controllable Discharge Powder Gun (Dwg No. 21804400) |  |  |  | 2180440000000 | 0319170100000 | 1.0000 | nos. |  | 1.2 Trolley Ext - Complete Assembly
[2180440000000] 75kg Purple K Cartridge Operated Trolley Fire Extinguisher c/w LPCB, Fire Rating : IVB(317B) c/w 6m Hose & Controllable Discharge Powder Gun (Dwg No. 21804400) |  |  |  | 2180440000000 | 0300170600000 | 1.0000 | nos. |  | 1.2 Trolley Ext - Complete Assembly
[2180440000000] 75kg Purple K Cartridge Operated Trolley Fire Extinguisher c/w LPCB, Fire Rating : IVB(317B) c/w 6m Hose & Controllable Discharge Powder Gun (Dwg No. 21804400) |  |  |  | 2180440000000 | 0300330300000 | 1.0000 | nos. |  | 1.2 Trolley Ext - Complete Assembly
[2180440000000] 75kg Purple K Cartridge Operated Trolley Fire Extinguisher c/w LPCB, Fire Rating : IVB(317B) c/w 6m Hose & Controllable Discharge Powder Gun (Dwg No. 21804400) |  |  |  | 2180440000000 | 0323778100000 | 1.0000 | nos. |  | 1.2 Trolley Ext - Complete Assembly
[2180440000000] 75kg Purple K Cartridge Operated Trolley Fire Extinguisher c/w LPCB, Fire Rating : IVB(317B) c/w 6m Hose & Controllable Discharge Powder Gun (Dwg No. 21804400) |  |  |  | 2180440000000 | 0314950100000 | 2.0000 | nos. |  | 1.2 Trolley Ext - Complete Assembly
[2180440000000] 75kg Purple K Cartridge Operated Trolley Fire Extinguisher c/w LPCB, Fire Rating : IVB(317B) c/w 6m Hose & Controllable Discharge Powder Gun (Dwg No. 21804400) |  |  |  | 2180440000000 | 0323777600000 | 2.0000 | nos. |  | 1.2 Trolley Ext - Complete Assembly
[2180440000000] 75kg Purple K Cartridge Operated Trolley Fire Extinguisher c/w LPCB, Fire Rating : IVB(317B) c/w 6m Hose & Controllable Discharge Powder Gun (Dwg No. 21804400) |  |  |  | 2180440000000 | 0307920400000 | 1.0000 | nos. |  | 1.2 Trolley Ext - Complete Assembly
[2180450000000] 100kg Purple K Cartridge Operated Trolley Fire Extinguisher c/w LPCB, Fire Rating : IVB(317B) c/w 6m Hose & Controllable Discharge Powder Gun (Dwg No. 21804500) |  |  |  | 2180450000000 | 0300170600000 | 1.0000 | nos. |  | 1.2 Trolley Ext - Complete Assembly
[2180450000000] 100kg Purple K Cartridge Operated Trolley Fire Extinguisher c/w LPCB, Fire Rating : IVB(317B) c/w 6m Hose & Controllable Discharge Powder Gun (Dwg No. 21804500) |  |  |  | 2180450000000 | 0300320700000 | 1.0000 | nos. |  | 1.2 Trolley Ext - Complete Assembly
[2180450000000] 100kg Purple K Cartridge Operated Trolley Fire Extinguisher c/w LPCB, Fire Rating : IVB(317B) c/w 6m Hose & Controllable Discharge Powder Gun (Dwg No. 21804500) |  |  |  | 2180450000000 | 0319180100000 | 1.0000 | nos. |  | 1.2 Trolley Ext - Complete Assembly
[2180450000000] 100kg Purple K Cartridge Operated Trolley Fire Extinguisher c/w LPCB, Fire Rating : IVB(317B) c/w 6m Hose & Controllable Discharge Powder Gun (Dwg No. 21804500) |  |  |  | 2180450000000 | 0301860000000 | 1.0000 | nos. |  | 1.2 Trolley Ext - Complete Assembly
[2180450000000] 100kg Purple K Cartridge Operated Trolley Fire Extinguisher c/w LPCB, Fire Rating : IVB(317B) c/w 6m Hose & Controllable Discharge Powder Gun (Dwg No. 21804500) |  |  |  | 2180450000000 | 0306760400000 | 1.0000 | nos. |  | 1.2 Trolley Ext - Complete Assembly
[2180450000000] 100kg Purple K Cartridge Operated Trolley Fire Extinguisher c/w LPCB, Fire Rating : IVB(317B) c/w 6m Hose & Controllable Discharge Powder Gun (Dwg No. 21804500) |  |  |  | 2180450000000 | 0314950100000 | 2.0000 | nos. |  | 1.2 Trolley Ext - Complete Assembly
[2180450000000] 100kg Purple K Cartridge Operated Trolley Fire Extinguisher c/w LPCB, Fire Rating : IVB(317B) c/w 6m Hose & Controllable Discharge Powder Gun (Dwg No. 21804500) |  |  |  | 2180450000000 | 0319490000000 | 2.0000 | set |  | 1.2 Trolley Ext - Complete Assembly
[2180450000000] 100kg Purple K Cartridge Operated Trolley Fire Extinguisher c/w LPCB, Fire Rating : IVB(317B) c/w 6m Hose & Controllable Discharge Powder Gun (Dwg No. 21804500) |  |  |  | 2180450000000 | 0304760000000 | 1.0000 | pcs |  | 1.2 Trolley Ext - Complete Assembly
[2180450000000] 100kg Purple K Cartridge Operated Trolley Fire Extinguisher c/w LPCB, Fire Rating : IVB(317B) c/w 6m Hose & Controllable Discharge Powder Gun (Dwg No. 21804500) |  |  |  | 2180450000000 | 0323777600000 | 2.0000 | nos. |  | 1.2 Trolley Ext - Complete Assembly
[2180450000000] 100kg Purple K Cartridge Operated Trolley Fire Extinguisher c/w LPCB, Fire Rating : IVB(317B) c/w 6m Hose & Controllable Discharge Powder Gun (Dwg No. 21804500) |  |  |  | 2180450000000 | 0323777500000 | 1.0000 | nos. |  | 1.2 Trolley Ext - Complete Assembly
[2180450000000] 100kg Purple K Cartridge Operated Trolley Fire Extinguisher c/w LPCB, Fire Rating : IVB(317B) c/w 6m Hose & Controllable Discharge Powder Gun (Dwg No. 21804500) |  |  |  | 2180450000000 | 0302500000000 | 100.0000 | kg |  | 1.2 Trolley Ext - Complete Assembly
[2180450000000] 100kg Purple K Cartridge Operated Trolley Fire Extinguisher c/w LPCB, Fire Rating : IVB(317B) c/w 6m Hose & Controllable Discharge Powder Gun (Dwg No. 21804500) |  |  |  | 2180450000000 | 0323778400000 | 1.0000 | nos. |  | 1.2 Trolley Ext - Complete Assembly
[2180450000000] 100kg Purple K Cartridge Operated Trolley Fire Extinguisher c/w LPCB, Fire Rating : IVB(317B) c/w 6m Hose & Controllable Discharge Powder Gun (Dwg No. 21804500) |  |  |  | 2180450000000 | 0300150300000 | 1.0000 | nos. |  | 1.2 Trolley Ext - Complete Assembly
[2180450000000] 100kg Purple K Cartridge Operated Trolley Fire Extinguisher c/w LPCB, Fire Rating : IVB(317B) c/w 6m Hose & Controllable Discharge Powder Gun (Dwg No. 21804500) |  |  |  | 2180450000000 | 0300300000000 | 1.0000 | nos. |  | 1.2 Trolley Ext - Complete Assembly
[2180450000000] 100kg Purple K Cartridge Operated Trolley Fire Extinguisher c/w LPCB, Fire Rating : IVB(317B) c/w 6m Hose & Controllable Discharge Powder Gun (Dwg No. 21804500) |  |  |  | 2180450000000 | 0300330300000 | 1.0000 | nos. |  | 1.2 Trolley Ext - Complete Assembly
[2180450000000] 100kg Purple K Cartridge Operated Trolley Fire Extinguisher c/w LPCB, Fire Rating : IVB(317B) c/w 6m Hose & Controllable Discharge Powder Gun (Dwg No. 21804500) |  |  |  | 2180450000000 | 0307920400000 | 1.0000 | nos. |  | 1.2 Trolley Ext - Complete Assembly
[2180450000000] 100kg Purple K Cartridge Operated Trolley Fire Extinguisher c/w LPCB, Fire Rating : IVB(317B) c/w 6m Hose & Controllable Discharge Powder Gun (Dwg No. 21804500) |  |  |  | 2180450000000 | 0323778300000 | 1.0000 | nos. |  | 1.2 Trolley Ext - Complete Assembly
[2180460000000] 150kg Purple K Cartridge Operated Trolley Fire Extinguisher c/w LPCB, Fire Rating : IVB(317B) c/w 6m Hose & Controllable Discharge Powder Gun (Dwg No. 21804600) |  |  |  | 2180460000000 | 0323777500000 | 1.0000 | nos. |  | 1.2 Trolley Ext - Complete Assembly
[2180460000000] 150kg Purple K Cartridge Operated Trolley Fire Extinguisher c/w LPCB, Fire Rating : IVB(317B) c/w 6m Hose & Controllable Discharge Powder Gun (Dwg No. 21804600) |  |  |  | 2180460000000 | 0300300000000 | 1.0000 | nos. |  | 1.2 Trolley Ext - Complete Assembly
[2180460000000] 150kg Purple K Cartridge Operated Trolley Fire Extinguisher c/w LPCB, Fire Rating : IVB(317B) c/w 6m Hose & Controllable Discharge Powder Gun (Dwg No. 21804600) |  |  |  | 2180460000000 | 0302500000000 | 150.0000 | kg |  | 1.2 Trolley Ext - Complete Assembly
[2180460000000] 150kg Purple K Cartridge Operated Trolley Fire Extinguisher c/w LPCB, Fire Rating : IVB(317B) c/w 6m Hose & Controllable Discharge Powder Gun (Dwg No. 21804600) |  |  |  | 2180460000000 | 0300150300000 | 1.0000 | nos. |  | 1.2 Trolley Ext - Complete Assembly
[2180460000000] 150kg Purple K Cartridge Operated Trolley Fire Extinguisher c/w LPCB, Fire Rating : IVB(317B) c/w 6m Hose & Controllable Discharge Powder Gun (Dwg No. 21804600) |  |  |  | 2180460000000 | 0323778500000 | 1.0000 | nos. |  | 1.2 Trolley Ext - Complete Assembly
[2180460000000] 150kg Purple K Cartridge Operated Trolley Fire Extinguisher c/w LPCB, Fire Rating : IVB(317B) c/w 6m Hose & Controllable Discharge Powder Gun (Dwg No. 21804600) |  |  |  | 2180460000000 | 0323777600000 | 2.0000 | nos. |  | 1.2 Trolley Ext - Complete Assembly
[2180460000000] 150kg Purple K Cartridge Operated Trolley Fire Extinguisher c/w LPCB, Fire Rating : IVB(317B) c/w 6m Hose & Controllable Discharge Powder Gun (Dwg No. 21804600) |  |  |  | 2180460000000 | 0307920400000 | 1.0000 | nos. |  | 1.2 Trolley Ext - Complete Assembly
[2180460000000] 150kg Purple K Cartridge Operated Trolley Fire Extinguisher c/w LPCB, Fire Rating : IVB(317B) c/w 6m Hose & Controllable Discharge Powder Gun (Dwg No. 21804600) |  |  |  | 2180460000000 | 0300320700000 | 1.0000 | nos. |  | 1.2 Trolley Ext - Complete Assembly
[2180460000000] 150kg Purple K Cartridge Operated Trolley Fire Extinguisher c/w LPCB, Fire Rating : IVB(317B) c/w 6m Hose & Controllable Discharge Powder Gun (Dwg No. 21804600) |  |  |  | 2180460000000 | 0323778600000 | 1.0000 | nos. |  | 1.2 Trolley Ext - Complete Assembly
[2180460000000] 150kg Purple K Cartridge Operated Trolley Fire Extinguisher c/w LPCB, Fire Rating : IVB(317B) c/w 6m Hose & Controllable Discharge Powder Gun (Dwg No. 21804600) |  |  |  | 2180460000000 | 0319490000000 | 2.0000 | set |  | 1.2 Trolley Ext - Complete Assembly
[2180460000000] 150kg Purple K Cartridge Operated Trolley Fire Extinguisher c/w LPCB, Fire Rating : IVB(317B) c/w 6m Hose & Controllable Discharge Powder Gun (Dwg No. 21804600) |  |  |  | 2180460000000 | 0314950100000 | 2.0000 | nos. |  | 1.2 Trolley Ext - Complete Assembly
[2180460000000] 150kg Purple K Cartridge Operated Trolley Fire Extinguisher c/w LPCB, Fire Rating : IVB(317B) c/w 6m Hose & Controllable Discharge Powder Gun (Dwg No. 21804600) |  |  |  | 2180460000000 | 0319180100000 | 1.0000 | nos. |  | 1.2 Trolley Ext - Complete Assembly
[2180460000000] 150kg Purple K Cartridge Operated Trolley Fire Extinguisher c/w LPCB, Fire Rating : IVB(317B) c/w 6m Hose & Controllable Discharge Powder Gun (Dwg No. 21804600) |  |  |  | 2180460000000 | 0304760000000 | 1.0000 | pcs |  | 1.2 Trolley Ext - Complete Assembly
[2180460000000] 150kg Purple K Cartridge Operated Trolley Fire Extinguisher c/w LPCB, Fire Rating : IVB(317B) c/w 6m Hose & Controllable Discharge Powder Gun (Dwg No. 21804600) |  |  |  | 2180460000000 | 0309880400000 | 1.0000 | nos. |  | 1.2 Trolley Ext - Complete Assembly
[2180460000000] 150kg Purple K Cartridge Operated Trolley Fire Extinguisher c/w LPCB, Fire Rating : IVB(317B) c/w 6m Hose & Controllable Discharge Powder Gun (Dwg No. 21804600) |  |  |  | 2180460000000 | 0300170600000 | 1.0000 | nos. |  | 1.2 Trolley Ext - Complete Assembly
[2180460000000] 150kg Purple K Cartridge Operated Trolley Fire Extinguisher c/w LPCB, Fire Rating : IVB(317B) c/w 6m Hose & Controllable Discharge Powder Gun (Dwg No. 21804600) |  |  |  | 2180460000000 | 0300330300000 | 1.0000 | nos. |  | 1.2 Trolley Ext - Complete Assembly
[2180460000000] 150kg Purple K Cartridge Operated Trolley Fire Extinguisher c/w LPCB, Fire Rating : IVB(317B) c/w 6m Hose & Controllable Discharge Powder Gun (Dwg No. 21804600) |  |  |  | 2180460000000 | 0301860000000 | 1.0000 | nos. |  | 1.2 Trolley Ext - Complete Assembly
[2180470000000] 25kg Purple K Stored Pressure Trolley Fire Extinguisher c/w LPCB, Fire Rating: IIB(275B) c/w 6m Hose & Controllable Discharge Powder Gun, (Dwg No. 21804700) |  |  |  | 2180470000000 | 0307920400000 | 1.0000 | nos. |  | 1.2 Trolley Ext - Complete Assembly
[2180470000000] 25kg Purple K Stored Pressure Trolley Fire Extinguisher c/w LPCB, Fire Rating: IIB(275B) c/w 6m Hose & Controllable Discharge Powder Gun, (Dwg No. 21804700) |  |  |  | 2180470000000 | 0306710400000 | 1.0000 | nos. |  | 1.2 Trolley Ext - Complete Assembly
[2180470000000] 25kg Purple K Stored Pressure Trolley Fire Extinguisher c/w LPCB, Fire Rating: IIB(275B) c/w 6m Hose & Controllable Discharge Powder Gun, (Dwg No. 21804700) |  |  |  | 2180470000000 | 0300330300000 | 1.0000 | nos. |  | 1.2 Trolley Ext - Complete Assembly
[2180470000000] 25kg Purple K Stored Pressure Trolley Fire Extinguisher c/w LPCB, Fire Rating: IIB(275B) c/w 6m Hose & Controllable Discharge Powder Gun, (Dwg No. 21804700) |  |  |  | 2180470000000 | 0302000400000 | 1.0000 | nos. |  | 1.2 Trolley Ext - Complete Assembly
[2180470000000] 25kg Purple K Stored Pressure Trolley Fire Extinguisher c/w LPCB, Fire Rating: IIB(275B) c/w 6m Hose & Controllable Discharge Powder Gun, (Dwg No. 21804700) |  |  |  | 2180470000000 | 0304680000000 | 1.0000 | nos. |  | 1.2 Trolley Ext - Complete Assembly
[2180470000000] 25kg Purple K Stored Pressure Trolley Fire Extinguisher c/w LPCB, Fire Rating: IIB(275B) c/w 6m Hose & Controllable Discharge Powder Gun, (Dwg No. 21804700) |  |  |  | 2180470000000 | 0300690000000 | 0.2000 | m3 |  | 1.2 Trolley Ext - Complete Assembly
[2180470000000] 25kg Purple K Stored Pressure Trolley Fire Extinguisher c/w LPCB, Fire Rating: IIB(275B) c/w 6m Hose & Controllable Discharge Powder Gun, (Dwg No. 21804700) |  |  |  | 2180470000000 | 0302500000000 | 25.0000 | kg |  | 1.2 Trolley Ext - Complete Assembly
[2180470000000] 25kg Purple K Stored Pressure Trolley Fire Extinguisher c/w LPCB, Fire Rating: IIB(275B) c/w 6m Hose & Controllable Discharge Powder Gun, (Dwg No. 21804700) |  |  |  | 2180470000000 | 0300020000000 | 1.0000 | nos. |  | 1.2 Trolley Ext - Complete Assembly
[2180470000000] 25kg Purple K Stored Pressure Trolley Fire Extinguisher c/w LPCB, Fire Rating: IIB(275B) c/w 6m Hose & Controllable Discharge Powder Gun, (Dwg No. 21804700) |  |  |  | 2180470000000 | 0311020000000 | 1.0000 | nos. |  | 1.2 Trolley Ext - Complete Assembly
[2180470000000] 25kg Purple K Stored Pressure Trolley Fire Extinguisher c/w LPCB, Fire Rating: IIB(275B) c/w 6m Hose & Controllable Discharge Powder Gun, (Dwg No. 21804700) |  |  |  | 2180470000000 | 0301860000000 | 1.0000 | nos. |  | 1.2 Trolley Ext - Complete Assembly
[2180470000000] 25kg Purple K Stored Pressure Trolley Fire Extinguisher c/w LPCB, Fire Rating: IIB(275B) c/w 6m Hose & Controllable Discharge Powder Gun, (Dwg No. 21804700) |  |  |  | 2180470000000 | 0304400000000 | 2.0000 | nos. |  | 1.2 Trolley Ext - Complete Assembly
[2180480000000] 50kg Purple K Stored Pressure Trolley Fire Extinguisher c/w LPCB, Fire Rating: IIB(275B) c/w 6m Hose & Controllable Discharge Powder Gun, (Dwg No. 21804800) |  |  |  | 2180480000000 | 0300020000000 | 1.0000 | nos. |  | 1.2 Trolley Ext - Complete Assembly
[2180480000000] 50kg Purple K Stored Pressure Trolley Fire Extinguisher c/w LPCB, Fire Rating: IIB(275B) c/w 6m Hose & Controllable Discharge Powder Gun, (Dwg No. 21804800) |  |  |  | 2180480000000 | 0306720600000 | 1.0000 | nos. |  | 1.2 Trolley Ext - Complete Assembly
[2180480000000] 50kg Purple K Stored Pressure Trolley Fire Extinguisher c/w LPCB, Fire Rating: IIB(275B) c/w 6m Hose & Controllable Discharge Powder Gun, (Dwg No. 21804800) |  |  |  | 2180480000000 | 0302000400000 | 1.0000 | nos. |  | 1.2 Trolley Ext - Complete Assembly
[2180480000000] 50kg Purple K Stored Pressure Trolley Fire Extinguisher c/w LPCB, Fire Rating: IIB(275B) c/w 6m Hose & Controllable Discharge Powder Gun, (Dwg No. 21804800) |  |  |  | 2180480000000 | 0310490000000 | 1.0000 | nos. |  | 1.2 Trolley Ext - Complete Assembly
[2180480000000] 50kg Purple K Stored Pressure Trolley Fire Extinguisher c/w LPCB, Fire Rating: IIB(275B) c/w 6m Hose & Controllable Discharge Powder Gun, (Dwg No. 21804800) |  |  |  | 2180480000000 | 0307920400000 | 1.0000 | nos. |  | 1.2 Trolley Ext - Complete Assembly
[2180480000000] 50kg Purple K Stored Pressure Trolley Fire Extinguisher c/w LPCB, Fire Rating: IIB(275B) c/w 6m Hose & Controllable Discharge Powder Gun, (Dwg No. 21804800) |  |  |  | 2180480000000 | 0302500000000 | 50.0000 | kg |  | 1.2 Trolley Ext - Complete Assembly
[2180480000000] 50kg Purple K Stored Pressure Trolley Fire Extinguisher c/w LPCB, Fire Rating: IIB(275B) c/w 6m Hose & Controllable Discharge Powder Gun, (Dwg No. 21804800) |  |  |  | 2180480000000 | 0304730100000 | 1.0000 | pcs |  | 1.2 Trolley Ext - Complete Assembly
[2180480000000] 50kg Purple K Stored Pressure Trolley Fire Extinguisher c/w LPCB, Fire Rating: IIB(275B) c/w 6m Hose & Controllable Discharge Powder Gun, (Dwg No. 21804800) |  |  |  | 2180480000000 | 0300690000000 | 0.2000 | m3 |  | 1.2 Trolley Ext - Complete Assembly
[2180480000000] 50kg Purple K Stored Pressure Trolley Fire Extinguisher c/w LPCB, Fire Rating: IIB(275B) c/w 6m Hose & Controllable Discharge Powder Gun, (Dwg No. 21804800) |  |  |  | 2180480000000 | 0300330300000 | 1.0000 | nos. |  | 1.2 Trolley Ext - Complete Assembly
[2180480000000] 50kg Purple K Stored Pressure Trolley Fire Extinguisher c/w LPCB, Fire Rating: IIB(275B) c/w 6m Hose & Controllable Discharge Powder Gun, (Dwg No. 21804800) |  |  |  | 2180480000000 | 0301860000000 | 1.0000 | nos. |  | 1.2 Trolley Ext - Complete Assembly
[2180480000001] 50kg Purple K Stored Pressure Trolley Fire Extinguisher c/w SETSCO, Fire Rating: IIB(275B) c/w 6m Hose & Controllable Discharge Powder Gun, (Dwg No. 21804800) |  |  |  | 2180480000001 | 0301860000000 | 1.0000 | nos. |  | 1.2 Trolley Ext - Complete Assembly
[2180480000001] 50kg Purple K Stored Pressure Trolley Fire Extinguisher c/w SETSCO, Fire Rating: IIB(275B) c/w 6m Hose & Controllable Discharge Powder Gun, (Dwg No. 21804800) |  |  |  | 2180480000001 | 0302500000000 | 50.0000 | kg |  | 1.2 Trolley Ext - Complete Assembly
[2180480000001] 50kg Purple K Stored Pressure Trolley Fire Extinguisher c/w SETSCO, Fire Rating: IIB(275B) c/w 6m Hose & Controllable Discharge Powder Gun, (Dwg No. 21804800) |  |  |  | 2180480000001 | 0306720600000 | 1.0000 | nos. |  | 1.2 Trolley Ext - Complete Assembly
[2180480000001] 50kg Purple K Stored Pressure Trolley Fire Extinguisher c/w SETSCO, Fire Rating: IIB(275B) c/w 6m Hose & Controllable Discharge Powder Gun, (Dwg No. 21804800) |  |  |  | 2180480000001 | 0300020000000 | 1.0000 | nos. |  | 1.2 Trolley Ext - Complete Assembly
[2180480000001] 50kg Purple K Stored Pressure Trolley Fire Extinguisher c/w SETSCO, Fire Rating: IIB(275B) c/w 6m Hose & Controllable Discharge Powder Gun, (Dwg No. 21804800) |  |  |  | 2180480000001 | 0307920400000 | 1.0000 | nos. |  | 1.2 Trolley Ext - Complete Assembly
[2180480000001] 50kg Purple K Stored Pressure Trolley Fire Extinguisher c/w SETSCO, Fire Rating: IIB(275B) c/w 6m Hose & Controllable Discharge Powder Gun, (Dwg No. 21804800) |  |  |  | 2180480000001 | 0302000400000 | 1.0000 | nos. |  | 1.2 Trolley Ext - Complete Assembly
[2180480000001] 50kg Purple K Stored Pressure Trolley Fire Extinguisher c/w SETSCO, Fire Rating: IIB(275B) c/w 6m Hose & Controllable Discharge Powder Gun, (Dwg No. 21804800) |  |  |  | 2180480000001 | 0304730100000 | 1.0000 | pcs |  | 1.2 Trolley Ext - Complete Assembly
[2180480000001] 50kg Purple K Stored Pressure Trolley Fire Extinguisher c/w SETSCO, Fire Rating: IIB(275B) c/w 6m Hose & Controllable Discharge Powder Gun, (Dwg No. 21804800) |  |  |  | 2180480000001 | 0300330300000 | 1.0000 | nos. |  | 1.2 Trolley Ext - Complete Assembly
[2180480000001] 50kg Purple K Stored Pressure Trolley Fire Extinguisher c/w SETSCO, Fire Rating: IIB(275B) c/w 6m Hose & Controllable Discharge Powder Gun, (Dwg No. 21804800) |  |  |  | 2180480000001 | 0310490000000 | 1.0000 | nos. |  | 1.2 Trolley Ext - Complete Assembly
[2180480000001] 50kg Purple K Stored Pressure Trolley Fire Extinguisher c/w SETSCO, Fire Rating: IIB(275B) c/w 6m Hose & Controllable Discharge Powder Gun, (Dwg No. 21804800) |  |  |  | 2180480000001 | 0300690000000 | 0.2000 | m3 |  | 1.2 Trolley Ext - Complete Assembly
[2180530000000] 50 Liter Foam Cartridge Operated Trolley Fire Extinguisher c/w LPCB, Fire Rating : 34A/IVB(317B) c/w 6m Hose & Controllable Discharge Foam Gun (Dwg No. 21805300) |  |  |  | 2180530000000 | 0318580100000 | 2.0000 | nos. |  | 1.2 Trolley Ext - Complete Assembly
[2180530000000] 50 Liter Foam Cartridge Operated Trolley Fire Extinguisher c/w LPCB, Fire Rating : 34A/IVB(317B) c/w 6m Hose & Controllable Discharge Foam Gun (Dwg No. 21805300) |  |  |  | 2180530000000 | 0323777900000 | 1.0000 | nos. |  | 1.2 Trolley Ext - Complete Assembly
[2180530000000] 50 Liter Foam Cartridge Operated Trolley Fire Extinguisher c/w LPCB, Fire Rating : 34A/IVB(317B) c/w 6m Hose & Controllable Discharge Foam Gun (Dwg No. 21805300) |  |  |  | 2180530000000 | 0300170600000 | 1.0000 | nos. |  | 1.2 Trolley Ext - Complete Assembly
[2180530000000] 50 Liter Foam Cartridge Operated Trolley Fire Extinguisher c/w LPCB, Fire Rating : 34A/IVB(317B) c/w 6m Hose & Controllable Discharge Foam Gun (Dwg No. 21805300) |  |  |  | 2180530000000 | 0300330300000 | 1.0000 | nos. |  | 1.2 Trolley Ext - Complete Assembly
[2180530000000] 50 Liter Foam Cartridge Operated Trolley Fire Extinguisher c/w LPCB, Fire Rating : 34A/IVB(317B) c/w 6m Hose & Controllable Discharge Foam Gun (Dwg No. 21805300) |  |  |  | 2180530000000 | 0306720600000 | 1.0000 | nos. |  | 1.2 Trolley Ext - Complete Assembly
[2180530000000] 50 Liter Foam Cartridge Operated Trolley Fire Extinguisher c/w LPCB, Fire Rating : 34A/IVB(317B) c/w 6m Hose & Controllable Discharge Foam Gun (Dwg No. 21805300) |  |  |  | 2180530000000 | 0301860000000 | 1.0000 | nos. |  | 1.2 Trolley Ext - Complete Assembly
[2180530000000] 50 Liter Foam Cartridge Operated Trolley Fire Extinguisher c/w LPCB, Fire Rating : 34A/IVB(317B) c/w 6m Hose & Controllable Discharge Foam Gun (Dwg No. 21805300) |  |  |  | 2180530000000 | 0323778000001 | 1.0000 | nos. |  | 1.2 Trolley Ext - Complete Assembly
[2180530000000] 50 Liter Foam Cartridge Operated Trolley Fire Extinguisher c/w LPCB, Fire Rating : 34A/IVB(317B) c/w 6m Hose & Controllable Discharge Foam Gun (Dwg No. 21805300) |  |  |  | 2180530000000 | 0304690000000 | 1.0000 | nos. |  | 1.2 Trolley Ext - Complete Assembly
[2180530000000] 50 Liter Foam Cartridge Operated Trolley Fire Extinguisher c/w LPCB, Fire Rating : 34A/IVB(317B) c/w 6m Hose & Controllable Discharge Foam Gun (Dwg No. 21805300) |  |  |  | 2180530000000 | 0300300000000 | 1.0000 | nos. |  | 1.2 Trolley Ext - Complete Assembly
[2180530000000] 50 Liter Foam Cartridge Operated Trolley Fire Extinguisher c/w LPCB, Fire Rating : 34A/IVB(317B) c/w 6m Hose & Controllable Discharge Foam Gun (Dwg No. 21805300) |  |  |  | 2180530000000 | 0323777300000 | 1.0000 | nos. |  | 1.2 Trolley Ext - Complete Assembly
[2180530000000] 50 Liter Foam Cartridge Operated Trolley Fire Extinguisher c/w LPCB, Fire Rating : 34A/IVB(317B) c/w 6m Hose & Controllable Discharge Foam Gun (Dwg No. 21805300) |  |  |  | 2180530000000 | 0315180000000 | 1.0000 | nos. |  | 1.2 Trolley Ext - Complete Assembly
[2180530000000] 50 Liter Foam Cartridge Operated Trolley Fire Extinguisher c/w LPCB, Fire Rating : 34A/IVB(317B) c/w 6m Hose & Controllable Discharge Foam Gun (Dwg No. 21805300) |  |  |  | 2180530000000 | 0319490000000 | 2.0000 | set |  | 1.2 Trolley Ext - Complete Assembly
[2180530000000] 50 Liter Foam Cartridge Operated Trolley Fire Extinguisher c/w LPCB, Fire Rating : 34A/IVB(317B) c/w 6m Hose & Controllable Discharge Foam Gun (Dwg No. 21805300) |  |  |  | 2180530000000 | 0307920600000 | 1.0000 | nos. |  | 1.2 Trolley Ext - Complete Assembly
[2180530000000] 50 Liter Foam Cartridge Operated Trolley Fire Extinguisher c/w LPCB, Fire Rating : 34A/IVB(317B) c/w 6m Hose & Controllable Discharge Foam Gun (Dwg No. 21805300) |  |  |  | 2180530000000 | 0314950100000 | 2.0000 | nos. |  | 1.2 Trolley Ext - Complete Assembly
[2180530000000] 50 Liter Foam Cartridge Operated Trolley Fire Extinguisher c/w LPCB, Fire Rating : 34A/IVB(317B) c/w 6m Hose & Controllable Discharge Foam Gun (Dwg No. 21805300) |  |  |  | 2180530000000 | 0300320700000 | 1.0000 | nos. |  | 1.2 Trolley Ext - Complete Assembly
[2180530000000] 50 Liter Foam Cartridge Operated Trolley Fire Extinguisher c/w LPCB, Fire Rating : 34A/IVB(317B) c/w 6m Hose & Controllable Discharge Foam Gun (Dwg No. 21805300) |  |  |  | 2180530000000 | 0300150300000 | 1.0000 | nos. |  | 1.2 Trolley Ext - Complete Assembly
[2180530000000] 50 Liter Foam Cartridge Operated Trolley Fire Extinguisher c/w LPCB, Fire Rating : 34A/IVB(317B) c/w 6m Hose & Controllable Discharge Foam Gun (Dwg No. 21805300) |  |  |  | 2180530000000 | 0301120100000 | 0.5000 | ltr |  | 1.2 Trolley Ext - Complete Assembly
[2180530000000] 50 Liter Foam Cartridge Operated Trolley Fire Extinguisher c/w LPCB, Fire Rating : 34A/IVB(317B) c/w 6m Hose & Controllable Discharge Foam Gun (Dwg No. 21805300) |  |  |  | 2180530000000 | 0319150300000 | 1.0000 | nos. |  | 1.2 Trolley Ext - Complete Assembly
[2180530000002] 50 Liter Foam Cartridge Operated Trolley Fire Extinguisher c/w MED, Fire Rating : 34A/IVB(317B) c/w 6m Hose & Controllable Discharge Foam Gun (Dwg No. 21805300) |  |  |  | 2180530000002 | 0304690000000 | 1.0000 | nos. |  | 1.2 Trolley Ext - Complete Assembly
[2180530000002] 50 Liter Foam Cartridge Operated Trolley Fire Extinguisher c/w MED, Fire Rating : 34A/IVB(317B) c/w 6m Hose & Controllable Discharge Foam Gun (Dwg No. 21805300) |  |  |  | 2180530000002 | 0301860000000 | 1.0000 | nos. |  | 1.2 Trolley Ext - Complete Assembly
[2180530000002] 50 Liter Foam Cartridge Operated Trolley Fire Extinguisher c/w MED, Fire Rating : 34A/IVB(317B) c/w 6m Hose & Controllable Discharge Foam Gun (Dwg No. 21805300) |  |  |  | 2180530000002 | 0301120100000 | 0.5000 | ltr |  | 1.2 Trolley Ext - Complete Assembly
[2180530000002] 50 Liter Foam Cartridge Operated Trolley Fire Extinguisher c/w MED, Fire Rating : 34A/IVB(317B) c/w 6m Hose & Controllable Discharge Foam Gun (Dwg No. 21805300) |  |  |  | 2180530000002 | 0307920600000 | 1.0000 | nos. |  | 1.2 Trolley Ext - Complete Assembly
[2180530000002] 50 Liter Foam Cartridge Operated Trolley Fire Extinguisher c/w MED, Fire Rating : 34A/IVB(317B) c/w 6m Hose & Controllable Discharge Foam Gun (Dwg No. 21805300) |  |  |  | 2180530000002 | 0300170600000 | 1.0000 | nos. |  | 1.2 Trolley Ext - Complete Assembly
[2180530000002] 50 Liter Foam Cartridge Operated Trolley Fire Extinguisher c/w MED, Fire Rating : 34A/IVB(317B) c/w 6m Hose & Controllable Discharge Foam Gun (Dwg No. 21805300) |  |  |  | 2180530000002 | 0319150300000 | 1.0000 | nos. |  | 1.2 Trolley Ext - Complete Assembly
[2180530000002] 50 Liter Foam Cartridge Operated Trolley Fire Extinguisher c/w MED, Fire Rating : 34A/IVB(317B) c/w 6m Hose & Controllable Discharge Foam Gun (Dwg No. 21805300) |  |  |  | 2180530000002 | 0300150300000 | 1.0000 | nos. |  | 1.2 Trolley Ext - Complete Assembly
[2180530000002] 50 Liter Foam Cartridge Operated Trolley Fire Extinguisher c/w MED, Fire Rating : 34A/IVB(317B) c/w 6m Hose & Controllable Discharge Foam Gun (Dwg No. 21805300) |  |  |  | 2180530000002 | 0300320700000 | 1.0000 | nos. |  | 1.2 Trolley Ext - Complete Assembly
[2180530000002] 50 Liter Foam Cartridge Operated Trolley Fire Extinguisher c/w MED, Fire Rating : 34A/IVB(317B) c/w 6m Hose & Controllable Discharge Foam Gun (Dwg No. 21805300) |  |  |  | 2180530000002 | 0323778000001 | 1.0000 | nos. |  | 1.2 Trolley Ext - Complete Assembly
[2180530000002] 50 Liter Foam Cartridge Operated Trolley Fire Extinguisher c/w MED, Fire Rating : 34A/IVB(317B) c/w 6m Hose & Controllable Discharge Foam Gun (Dwg No. 21805300) |  |  |  | 2180530000002 | 0323777300000 | 1.0000 | nos. |  | 1.2 Trolley Ext - Complete Assembly
[2180530000002] 50 Liter Foam Cartridge Operated Trolley Fire Extinguisher c/w MED, Fire Rating : 34A/IVB(317B) c/w 6m Hose & Controllable Discharge Foam Gun (Dwg No. 21805300) |  |  |  | 2180530000002 | 0306720600000 | 1.0000 | nos. |  | 1.2 Trolley Ext - Complete Assembly
[2180530000002] 50 Liter Foam Cartridge Operated Trolley Fire Extinguisher c/w MED, Fire Rating : 34A/IVB(317B) c/w 6m Hose & Controllable Discharge Foam Gun (Dwg No. 21805300) |  |  |  | 2180530000002 | 0319490000000 | 2.0000 | set |  | 1.2 Trolley Ext - Complete Assembly
[2180530000002] 50 Liter Foam Cartridge Operated Trolley Fire Extinguisher c/w MED, Fire Rating : 34A/IVB(317B) c/w 6m Hose & Controllable Discharge Foam Gun (Dwg No. 21805300) |  |  |  | 2180530000002 | 0300330300000 | 1.0000 | nos. |  | 1.2 Trolley Ext - Complete Assembly
[2180530000002] 50 Liter Foam Cartridge Operated Trolley Fire Extinguisher c/w MED, Fire Rating : 34A/IVB(317B) c/w 6m Hose & Controllable Discharge Foam Gun (Dwg No. 21805300) |  |  |  | 2180530000002 | 0318580100000 | 2.0000 | nos. |  | 1.2 Trolley Ext - Complete Assembly
[2180530000002] 50 Liter Foam Cartridge Operated Trolley Fire Extinguisher c/w MED, Fire Rating : 34A/IVB(317B) c/w 6m Hose & Controllable Discharge Foam Gun (Dwg No. 21805300) |  |  |  | 2180530000002 | 0323777900000 | 1.0000 | nos. |  | 1.2 Trolley Ext - Complete Assembly
[2180530000002] 50 Liter Foam Cartridge Operated Trolley Fire Extinguisher c/w MED, Fire Rating : 34A/IVB(317B) c/w 6m Hose & Controllable Discharge Foam Gun (Dwg No. 21805300) |  |  |  | 2180530000002 | 0314950100000 | 2.0000 | nos. |  | 1.2 Trolley Ext - Complete Assembly
[2180530000002] 50 Liter Foam Cartridge Operated Trolley Fire Extinguisher c/w MED, Fire Rating : 34A/IVB(317B) c/w 6m Hose & Controllable Discharge Foam Gun (Dwg No. 21805300) |  |  |  | 2180530000002 | 0300300000000 | 1.0000 | nos. |  | 1.2 Trolley Ext - Complete Assembly
[2180530000002] 50 Liter Foam Cartridge Operated Trolley Fire Extinguisher c/w MED, Fire Rating : 34A/IVB(317B) c/w 6m Hose & Controllable Discharge Foam Gun (Dwg No. 21805300) |  |  |  | 2180530000002 | 0315180000000 | 1.0000 | nos. |  | 1.2 Trolley Ext - Complete Assembly
[2180530000003] 50 Liter Foam Cartridge Operated Trolley Fire Extinguisher c/w MED, Fire Rating : 34A/IVB(317B) c/w 6m Hose & Controllable Discharge Foam Gun (Dwg No. 21805300) |  |  |  | 2180530000003 | 0319150300000 | 1.0000 | nos. |  | 1.2 Trolley Ext - Complete Assembly
[2180530000003] 50 Liter Foam Cartridge Operated Trolley Fire Extinguisher c/w MED, Fire Rating : 34A/IVB(317B) c/w 6m Hose & Controllable Discharge Foam Gun (Dwg No. 21805300) |  |  |  | 2180530000003 | 0323777300000 | 1.0000 | nos. |  | 1.2 Trolley Ext - Complete Assembly
[2180530000003] 50 Liter Foam Cartridge Operated Trolley Fire Extinguisher c/w MED, Fire Rating : 34A/IVB(317B) c/w 6m Hose & Controllable Discharge Foam Gun (Dwg No. 21805300) |  |  |  | 2180530000003 | 0300150300000 | 1.0000 | nos. |  | 1.2 Trolley Ext - Complete Assembly
[2180530000003] 50 Liter Foam Cartridge Operated Trolley Fire Extinguisher c/w MED, Fire Rating : 34A/IVB(317B) c/w 6m Hose & Controllable Discharge Foam Gun (Dwg No. 21805300) |  |  |  | 2180530000003 | 0300170600000 | 1.0000 | nos. |  | 1.2 Trolley Ext - Complete Assembly
[2180530000003] 50 Liter Foam Cartridge Operated Trolley Fire Extinguisher c/w MED, Fire Rating : 34A/IVB(317B) c/w 6m Hose & Controllable Discharge Foam Gun (Dwg No. 21805300) |  |  |  | 2180530000003 | 0323777900000 | 1.0000 | nos. |  | 1.2 Trolley Ext - Complete Assembly
[2180530000003] 50 Liter Foam Cartridge Operated Trolley Fire Extinguisher c/w MED, Fire Rating : 34A/IVB(317B) c/w 6m Hose & Controllable Discharge Foam Gun (Dwg No. 21805300) |  |  |  | 2180530000003 | 0307040000000 | 1.0000 | nos. |  | 1.2 Trolley Ext - Complete Assembly
[2180530000003] 50 Liter Foam Cartridge Operated Trolley Fire Extinguisher c/w MED, Fire Rating : 34A/IVB(317B) c/w 6m Hose & Controllable Discharge Foam Gun (Dwg No. 21805300) |  |  |  | 2180530000003 | 0323778000001 | 1.0000 | nos. |  | 1.2 Trolley Ext - Complete Assembly
[2180530000003] 50 Liter Foam Cartridge Operated Trolley Fire Extinguisher c/w MED, Fire Rating : 34A/IVB(317B) c/w 6m Hose & Controllable Discharge Foam Gun (Dwg No. 21805300) |  |  |  | 2180530000003 | 0304690000000 | 1.0000 | nos. |  | 1.2 Trolley Ext - Complete Assembly
[2180530000003] 50 Liter Foam Cartridge Operated Trolley Fire Extinguisher c/w MED, Fire Rating : 34A/IVB(317B) c/w 6m Hose & Controllable Discharge Foam Gun (Dwg No. 21805300) |  |  |  | 2180530000003 | 0318580100000 | 2.0000 | nos. |  | 1.2 Trolley Ext - Complete Assembly
[2180530000003] 50 Liter Foam Cartridge Operated Trolley Fire Extinguisher c/w MED, Fire Rating : 34A/IVB(317B) c/w 6m Hose & Controllable Discharge Foam Gun (Dwg No. 21805300) |  |  |  | 2180530000003 | 0300330300000 | 1.0000 | nos. |  | 1.2 Trolley Ext - Complete Assembly
[2180530000003] 50 Liter Foam Cartridge Operated Trolley Fire Extinguisher c/w MED, Fire Rating : 34A/IVB(317B) c/w 6m Hose & Controllable Discharge Foam Gun (Dwg No. 21805300) |  |  |  | 2180530000003 | 0301860000000 | 1.0000 | nos. |  | 1.2 Trolley Ext - Complete Assembly
[2180530000003] 50 Liter Foam Cartridge Operated Trolley Fire Extinguisher c/w MED, Fire Rating : 34A/IVB(317B) c/w 6m Hose & Controllable Discharge Foam Gun (Dwg No. 21805300) |  |  |  | 2180530000003 | 0300320700000 | 1.0000 | nos. |  | 1.2 Trolley Ext - Complete Assembly
[2180530000003] 50 Liter Foam Cartridge Operated Trolley Fire Extinguisher c/w MED, Fire Rating : 34A/IVB(317B) c/w 6m Hose & Controllable Discharge Foam Gun (Dwg No. 21805300) |  |  |  | 2180530000003 | 0314950100000 | 2.0000 | nos. |  | 1.2 Trolley Ext - Complete Assembly
[2180530000003] 50 Liter Foam Cartridge Operated Trolley Fire Extinguisher c/w MED, Fire Rating : 34A/IVB(317B) c/w 6m Hose & Controllable Discharge Foam Gun (Dwg No. 21805300) |  |  |  | 2180530000003 | 0319490000000 | 2.0000 | set |  | 1.2 Trolley Ext - Complete Assembly
[2180530000003] 50 Liter Foam Cartridge Operated Trolley Fire Extinguisher c/w MED, Fire Rating : 34A/IVB(317B) c/w 6m Hose & Controllable Discharge Foam Gun (Dwg No. 21805300) |  |  |  | 2180530000003 | 0300300000000 | 1.0000 | nos. |  | 1.2 Trolley Ext - Complete Assembly
[2180530000003] 50 Liter Foam Cartridge Operated Trolley Fire Extinguisher c/w MED, Fire Rating : 34A/IVB(317B) c/w 6m Hose & Controllable Discharge Foam Gun (Dwg No. 21805300) |  |  |  | 2180530000003 | 0301120100000 | 0.5000 | ltr |  | 1.2 Trolley Ext - Complete Assembly
[2180530000003] 50 Liter Foam Cartridge Operated Trolley Fire Extinguisher c/w MED, Fire Rating : 34A/IVB(317B) c/w 6m Hose & Controllable Discharge Foam Gun (Dwg No. 21805300) |  |  |  | 2180530000003 | 0307920600000 | 1.0000 | nos. |  | 1.2 Trolley Ext - Complete Assembly
[2180530000003] 50 Liter Foam Cartridge Operated Trolley Fire Extinguisher c/w MED, Fire Rating : 34A/IVB(317B) c/w 6m Hose & Controllable Discharge Foam Gun (Dwg No. 21805300) |  |  |  | 2180530000003 | 0306720600000 | 1.0000 | nos. |  | 1.2 Trolley Ext - Complete Assembly
[2180530023001] 50 Liter AR-AFFF 3 % Foam Cartridge Operated Trolley Fire Extinguisher c/w 6m Hose & Controllable Discharge Foam Gun, Without Approval |  |  |  | 2180530023001 | 0323777300000 | 1.0000 | nos. |  | 1.2 Trolley Ext - Complete Assembly
[2180530023001] 50 Liter AR-AFFF 3 % Foam Cartridge Operated Trolley Fire Extinguisher c/w 6m Hose & Controllable Discharge Foam Gun, Without Approval |  |  |  | 2180530023001 | 0315180000000 | 1.0000 | nos. |  | 1.2 Trolley Ext - Complete Assembly
[2180530023001] 50 Liter AR-AFFF 3 % Foam Cartridge Operated Trolley Fire Extinguisher c/w 6m Hose & Controllable Discharge Foam Gun, Without Approval |  |  |  | 2180530023001 | 0323778000001 | 1.0000 | nos. |  | 1.2 Trolley Ext - Complete Assembly
[2180530023001] 50 Liter AR-AFFF 3 % Foam Cartridge Operated Trolley Fire Extinguisher c/w 6m Hose & Controllable Discharge Foam Gun, Without Approval |  |  |  | 2180530023001 | 0300320700000 | 1.0000 | nos. |  | 1.2 Trolley Ext - Complete Assembly
[2180530023001] 50 Liter AR-AFFF 3 % Foam Cartridge Operated Trolley Fire Extinguisher c/w 6m Hose & Controllable Discharge Foam Gun, Without Approval |  |  |  | 2180530023001 | 0301860000000 | 1.0000 | nos. |  | 1.2 Trolley Ext - Complete Assembly
[2180530023001] 50 Liter AR-AFFF 3 % Foam Cartridge Operated Trolley Fire Extinguisher c/w 6m Hose & Controllable Discharge Foam Gun, Without Approval |  |  |  | 2180530023001 | 0323810600000 | 2.0000 | set |  | 1.2 Trolley Ext - Complete Assembly
[2180530023001] 50 Liter AR-AFFF 3 % Foam Cartridge Operated Trolley Fire Extinguisher c/w 6m Hose & Controllable Discharge Foam Gun, Without Approval |  |  |  | 2180530023001 | 0300150300000 | 1.0000 | nos. |  | 1.2 Trolley Ext - Complete Assembly
[2180530023001] 50 Liter AR-AFFF 3 % Foam Cartridge Operated Trolley Fire Extinguisher c/w 6m Hose & Controllable Discharge Foam Gun, Without Approval |  |  |  | 2180530023001 | 0306720600000 | 1.0000 | nos. |  | 1.2 Trolley Ext - Complete Assembly
[2180530023001] 50 Liter AR-AFFF 3 % Foam Cartridge Operated Trolley Fire Extinguisher c/w 6m Hose & Controllable Discharge Foam Gun, Without Approval |  |  |  | 2180530023001 | 0314950100000 | 2.0000 | nos. |  | 1.2 Trolley Ext - Complete Assembly
[2180530023001] 50 Liter AR-AFFF 3 % Foam Cartridge Operated Trolley Fire Extinguisher c/w 6m Hose & Controllable Discharge Foam Gun, Without Approval |  |  |  | 2180530023001 | 0318580100000 | 2.0000 | nos. |  | 1.2 Trolley Ext - Complete Assembly
[2180530023001] 50 Liter AR-AFFF 3 % Foam Cartridge Operated Trolley Fire Extinguisher c/w 6m Hose & Controllable Discharge Foam Gun, Without Approval |  |  |  | 2180530023001 | 0323777900000 | 1.0000 | nos. |  | 1.2 Trolley Ext - Complete Assembly
[2180530023001] 50 Liter AR-AFFF 3 % Foam Cartridge Operated Trolley Fire Extinguisher c/w 6m Hose & Controllable Discharge Foam Gun, Without Approval |  |  |  | 2180530023001 | 0300300000000 | 1.0000 | nos. |  | 1.2 Trolley Ext - Complete Assembly
[2180530023001] 50 Liter AR-AFFF 3 % Foam Cartridge Operated Trolley Fire Extinguisher c/w 6m Hose & Controllable Discharge Foam Gun, Without Approval |  |  |  | 2180530023001 | 0319150300000 | 1.0000 | nos. |  | 1.2 Trolley Ext - Complete Assembly
[2180530023001] 50 Liter AR-AFFF 3 % Foam Cartridge Operated Trolley Fire Extinguisher c/w 6m Hose & Controllable Discharge Foam Gun, Without Approval |  |  |  | 2180530023001 | 0300330300000 | 1.0000 | nos. |  | 1.2 Trolley Ext - Complete Assembly
[2180530023001] 50 Liter AR-AFFF 3 % Foam Cartridge Operated Trolley Fire Extinguisher c/w 6m Hose & Controllable Discharge Foam Gun, Without Approval |  |  |  | 2180530023001 | 0304520100000 | 1.0000 | nos. |  | 1.2 Trolley Ext - Complete Assembly
[2180530023001] 50 Liter AR-AFFF 3 % Foam Cartridge Operated Trolley Fire Extinguisher c/w 6m Hose & Controllable Discharge Foam Gun, Without Approval |  |  |  | 2180530023001 | 0307920600000 | 1.0000 | nos. |  | 1.2 Trolley Ext - Complete Assembly
[2180530023001] 50 Liter AR-AFFF 3 % Foam Cartridge Operated Trolley Fire Extinguisher c/w 6m Hose & Controllable Discharge Foam Gun, Without Approval |  |  |  | 2180530023001 | 0300170600000 | 1.0000 | nos. |  | 1.2 Trolley Ext - Complete Assembly
[2180530023001] 50 Liter AR-AFFF 3 % Foam Cartridge Operated Trolley Fire Extinguisher c/w 6m Hose & Controllable Discharge Foam Gun, Without Approval |  |  |  | 2180530023001 | 0319190000000 | 1.5000 | ltr |  | 1.2 Trolley Ext - Complete Assembly
[2180550000000] 100 Liter Foam Cartridge Operated Trolley Fire Extinguisher c/w LPCB, Fire Rating : 34A/IVB(317B) c/w 6m Hose & Controllable Discharge Foam Gun (Dwg No. 21805500) |  |  |  | 2180550000000 | 0300150300000 | 1.0000 | nos. |  | 1.2 Trolley Ext - Complete Assembly
[2180550000000] 100 Liter Foam Cartridge Operated Trolley Fire Extinguisher c/w LPCB, Fire Rating : 34A/IVB(317B) c/w 6m Hose & Controllable Discharge Foam Gun (Dwg No. 21805500) |  |  |  | 2180550000000 | 0304720000000 | 1.0000 | nos. |  | 1.2 Trolley Ext - Complete Assembly
[2180550000000] 100 Liter Foam Cartridge Operated Trolley Fire Extinguisher c/w LPCB, Fire Rating : 34A/IVB(317B) c/w 6m Hose & Controllable Discharge Foam Gun (Dwg No. 21805500) |  |  |  | 2180550000000 | 0315180000000 | 1.0000 | nos. |  | 1.2 Trolley Ext - Complete Assembly
[2180550000000] 100 Liter Foam Cartridge Operated Trolley Fire Extinguisher c/w LPCB, Fire Rating : 34A/IVB(317B) c/w 6m Hose & Controllable Discharge Foam Gun (Dwg No. 21805500) |  |  |  | 2180550000000 | 0323778300000 | 1.0000 | nos. |  | 1.2 Trolley Ext - Complete Assembly
[2180550000000] 100 Liter Foam Cartridge Operated Trolley Fire Extinguisher c/w LPCB, Fire Rating : 34A/IVB(317B) c/w 6m Hose & Controllable Discharge Foam Gun (Dwg No. 21805500) |  |  |  | 2180550000000 | 0314950300000 | 2.0000 | nos. |  | 1.2 Trolley Ext - Complete Assembly
[2180550000000] 100 Liter Foam Cartridge Operated Trolley Fire Extinguisher c/w LPCB, Fire Rating : 34A/IVB(317B) c/w 6m Hose & Controllable Discharge Foam Gun (Dwg No. 21805500) |  |  |  | 2180550000000 | 0301860000000 | 1.0000 | nos. |  | 1.2 Trolley Ext - Complete Assembly
[2180550000000] 100 Liter Foam Cartridge Operated Trolley Fire Extinguisher c/w LPCB, Fire Rating : 34A/IVB(317B) c/w 6m Hose & Controllable Discharge Foam Gun (Dwg No. 21805500) |  |  |  | 2180550000000 | 0314950100000 | 2.0000 | nos. |  | 1.2 Trolley Ext - Complete Assembly
[2180550000000] 100 Liter Foam Cartridge Operated Trolley Fire Extinguisher c/w LPCB, Fire Rating : 34A/IVB(317B) c/w 6m Hose & Controllable Discharge Foam Gun (Dwg No. 21805500) |  |  |  | 2180550000000 | 0300170600000 | 1.0000 | nos. |  | 1.2 Trolley Ext - Complete Assembly
[2180550000000] 100 Liter Foam Cartridge Operated Trolley Fire Extinguisher c/w LPCB, Fire Rating : 34A/IVB(317B) c/w 6m Hose & Controllable Discharge Foam Gun (Dwg No. 21805500) |  |  |  | 2180550000000 | 0301120100000 | 1.0000 | ltr |  | 1.2 Trolley Ext - Complete Assembly
[2180550000000] 100 Liter Foam Cartridge Operated Trolley Fire Extinguisher c/w LPCB, Fire Rating : 34A/IVB(317B) c/w 6m Hose & Controllable Discharge Foam Gun (Dwg No. 21805500) |  |  |  | 2180550000000 | 0323777318001 | 1.0000 | nos. |  | 1.2 Trolley Ext - Complete Assembly
[2180550000000] 100 Liter Foam Cartridge Operated Trolley Fire Extinguisher c/w LPCB, Fire Rating : 34A/IVB(317B) c/w 6m Hose & Controllable Discharge Foam Gun (Dwg No. 21805500) |  |  |  | 2180550000000 | 0319160100000 | 1.0000 | nos. |  | 1.2 Trolley Ext - Complete Assembly
[2180550000000] 100 Liter Foam Cartridge Operated Trolley Fire Extinguisher c/w LPCB, Fire Rating : 34A/IVB(317B) c/w 6m Hose & Controllable Discharge Foam Gun (Dwg No. 21805500) |  |  |  | 2180550000000 | 0323778400001 | 1.0000 | nos. |  | 1.2 Trolley Ext - Complete Assembly
[2180550000000] 100 Liter Foam Cartridge Operated Trolley Fire Extinguisher c/w LPCB, Fire Rating : 34A/IVB(317B) c/w 6m Hose & Controllable Discharge Foam Gun (Dwg No. 21805500) |  |  |  | 2180550000000 | 0300300000000 | 1.0000 | nos. |  | 1.2 Trolley Ext - Complete Assembly
[2180550000000] 100 Liter Foam Cartridge Operated Trolley Fire Extinguisher c/w LPCB, Fire Rating : 34A/IVB(317B) c/w 6m Hose & Controllable Discharge Foam Gun (Dwg No. 21805500) |  |  |  | 2180550000000 | 0306760700000 | 1.0000 | nos. |  | 1.2 Trolley Ext - Complete Assembly
[2180550000000] 100 Liter Foam Cartridge Operated Trolley Fire Extinguisher c/w LPCB, Fire Rating : 34A/IVB(317B) c/w 6m Hose & Controllable Discharge Foam Gun (Dwg No. 21805500) |  |  |  | 2180550000000 | 0300320700000 | 1.0000 | nos. |  | 1.2 Trolley Ext - Complete Assembly
[2180550000000] 100 Liter Foam Cartridge Operated Trolley Fire Extinguisher c/w LPCB, Fire Rating : 34A/IVB(317B) c/w 6m Hose & Controllable Discharge Foam Gun (Dwg No. 21805500) |  |  |  | 2180550000000 | 0319490000000 | 2.0000 | set |  | 1.2 Trolley Ext - Complete Assembly
[2180550000000] 100 Liter Foam Cartridge Operated Trolley Fire Extinguisher c/w LPCB, Fire Rating : 34A/IVB(317B) c/w 6m Hose & Controllable Discharge Foam Gun (Dwg No. 21805500) |  |  |  | 2180550000000 | 0307920600000 | 1.0000 | nos. |  | 1.2 Trolley Ext - Complete Assembly
[2180550000000] 100 Liter Foam Cartridge Operated Trolley Fire Extinguisher c/w LPCB, Fire Rating : 34A/IVB(317B) c/w 6m Hose & Controllable Discharge Foam Gun (Dwg No. 21805500) |  |  |  | 2180550000000 | 0300330300000 | 1.0000 | nos. |  | 1.2 Trolley Ext - Complete Assembly
[2180550000000] 100 Liter Foam Cartridge Operated Trolley Fire Extinguisher c/w LPCB, Fire Rating : 34A/IVB(317B) c/w 6m Hose & Controllable Discharge Foam Gun (Dwg No. 21805500) |  |  |  | 2180550000000 | 0318580100000 | 2.0000 | nos. |  | 1.2 Trolley Ext - Complete Assembly
[2180550000004] 100 Liter Foam Cartridge Operated Trolley Fire Extinguisher c/w LPCB, Arabic Wordings, Fire Rating : 34A/IVB(317B) c/w 6m Hose & Controllable Discharge Foam Gun, (Dwg No. 21805500) |  |  |  | 2180550000004 | 0304720100000 | 1.0000 | nos. |  | 1.2 Trolley Ext - Complete Assembly
[2180550000004] 100 Liter Foam Cartridge Operated Trolley Fire Extinguisher c/w LPCB, Arabic Wordings, Fire Rating : 34A/IVB(317B) c/w 6m Hose & Controllable Discharge Foam Gun, (Dwg No. 21805500) |  |  |  | 2180550000004 | 0300150300000 | 1.0000 | nos. |  | 1.2 Trolley Ext - Complete Assembly
[2180550000004] 100 Liter Foam Cartridge Operated Trolley Fire Extinguisher c/w LPCB, Arabic Wordings, Fire Rating : 34A/IVB(317B) c/w 6m Hose & Controllable Discharge Foam Gun, (Dwg No. 21805500) |  |  |  | 2180550000004 | 0301120100000 | 1.0000 | ltr |  | 1.2 Trolley Ext - Complete Assembly
[2180550000004] 100 Liter Foam Cartridge Operated Trolley Fire Extinguisher c/w LPCB, Arabic Wordings, Fire Rating : 34A/IVB(317B) c/w 6m Hose & Controllable Discharge Foam Gun, (Dwg No. 21805500) |  |  |  | 2180550000004 | 0300170600000 | 1.0000 | nos. |  | 1.2 Trolley Ext - Complete Assembly
[2180550000004] 100 Liter Foam Cartridge Operated Trolley Fire Extinguisher c/w LPCB, Arabic Wordings, Fire Rating : 34A/IVB(317B) c/w 6m Hose & Controllable Discharge Foam Gun, (Dwg No. 21805500) |  |  |  | 2180550000004 | 0300330300000 | 1.0000 | nos. |  | 1.2 Trolley Ext - Complete Assembly
[2180550000004] 100 Liter Foam Cartridge Operated Trolley Fire Extinguisher c/w LPCB, Arabic Wordings, Fire Rating : 34A/IVB(317B) c/w 6m Hose & Controllable Discharge Foam Gun, (Dwg No. 21805500) |  |  |  | 2180550000004 | 0319490000000 | 2.0000 | set |  | 1.2 Trolley Ext - Complete Assembly
[2180550000004] 100 Liter Foam Cartridge Operated Trolley Fire Extinguisher c/w LPCB, Arabic Wordings, Fire Rating : 34A/IVB(317B) c/w 6m Hose & Controllable Discharge Foam Gun, (Dwg No. 21805500) |  |  |  | 2180550000004 | 0300300000000 | 1.0000 | nos. |  | 1.2 Trolley Ext - Complete Assembly
[2180550000004] 100 Liter Foam Cartridge Operated Trolley Fire Extinguisher c/w LPCB, Arabic Wordings, Fire Rating : 34A/IVB(317B) c/w 6m Hose & Controllable Discharge Foam Gun, (Dwg No. 21805500) |  |  |  | 2180550000004 | 0323778300000 | 1.0000 | nos. |  | 1.2 Trolley Ext - Complete Assembly
[2180550000004] 100 Liter Foam Cartridge Operated Trolley Fire Extinguisher c/w LPCB, Arabic Wordings, Fire Rating : 34A/IVB(317B) c/w 6m Hose & Controllable Discharge Foam Gun, (Dwg No. 21805500) |  |  |  | 2180550000004 | 0323778400001 | 1.0000 | nos. |  | 1.2 Trolley Ext - Complete Assembly
[2180550000004] 100 Liter Foam Cartridge Operated Trolley Fire Extinguisher c/w LPCB, Arabic Wordings, Fire Rating : 34A/IVB(317B) c/w 6m Hose & Controllable Discharge Foam Gun, (Dwg No. 21805500) |  |  |  | 2180550000004 | 0301860000000 | 1.0000 | nos. |  | 1.2 Trolley Ext - Complete Assembly
[2180550000004] 100 Liter Foam Cartridge Operated Trolley Fire Extinguisher c/w LPCB, Arabic Wordings, Fire Rating : 34A/IVB(317B) c/w 6m Hose & Controllable Discharge Foam Gun, (Dwg No. 21805500) |  |  |  | 2180550000004 | 0323777318001 | 1.0000 | nos. |  | 1.2 Trolley Ext - Complete Assembly
[2180550000004] 100 Liter Foam Cartridge Operated Trolley Fire Extinguisher c/w LPCB, Arabic Wordings, Fire Rating : 34A/IVB(317B) c/w 6m Hose & Controllable Discharge Foam Gun, (Dwg No. 21805500) |  |  |  | 2180550000004 | 0307920600000 | 1.0000 | nos. |  | 1.2 Trolley Ext - Complete Assembly
[2180550000004] 100 Liter Foam Cartridge Operated Trolley Fire Extinguisher c/w LPCB, Arabic Wordings, Fire Rating : 34A/IVB(317B) c/w 6m Hose & Controllable Discharge Foam Gun, (Dwg No. 21805500) |  |  |  | 2180550000004 | 0315180000000 | 1.0000 | nos. |  | 1.2 Trolley Ext - Complete Assembly
[2180550000004] 100 Liter Foam Cartridge Operated Trolley Fire Extinguisher c/w LPCB, Arabic Wordings, Fire Rating : 34A/IVB(317B) c/w 6m Hose & Controllable Discharge Foam Gun, (Dwg No. 21805500) |  |  |  | 2180550000004 | 0300320700000 | 1.0000 | nos. |  | 1.2 Trolley Ext - Complete Assembly
[2180550000004] 100 Liter Foam Cartridge Operated Trolley Fire Extinguisher c/w LPCB, Arabic Wordings, Fire Rating : 34A/IVB(317B) c/w 6m Hose & Controllable Discharge Foam Gun, (Dwg No. 21805500) |  |  |  | 2180550000004 | 0314950300000 | 2.0000 | nos. |  | 1.2 Trolley Ext - Complete Assembly
[2180550000004] 100 Liter Foam Cartridge Operated Trolley Fire Extinguisher c/w LPCB, Arabic Wordings, Fire Rating : 34A/IVB(317B) c/w 6m Hose & Controllable Discharge Foam Gun, (Dwg No. 21805500) |  |  |  | 2180550000004 | 0319160100000 | 1.0000 | nos. |  | 1.2 Trolley Ext - Complete Assembly
[2180550000004] 100 Liter Foam Cartridge Operated Trolley Fire Extinguisher c/w LPCB, Arabic Wordings, Fire Rating : 34A/IVB(317B) c/w 6m Hose & Controllable Discharge Foam Gun, (Dwg No. 21805500) |  |  |  | 2180550000004 | 0306760700000 | 1.0000 | nos. |  | 1.2 Trolley Ext - Complete Assembly
[2180550000004] 100 Liter Foam Cartridge Operated Trolley Fire Extinguisher c/w LPCB, Arabic Wordings, Fire Rating : 34A/IVB(317B) c/w 6m Hose & Controllable Discharge Foam Gun, (Dwg No. 21805500) |  |  |  | 2180550000004 | 0318580100000 | 2.0000 | nos. |  | 1.2 Trolley Ext - Complete Assembly
[2180550023001] 100 Liter Foam Cartridge Operated Trolley Fire Extinguisher c/w LPCB, Fire Rating : 34A/IVB(317B) c/w 12m Hose & Controllable Discharge Foam Gun |  |  |  | 2180550023001 | 0307920600000 | 1.0000 | nos. |  | 1.2 Trolley Ext - Complete Assembly
[2180550023001] 100 Liter Foam Cartridge Operated Trolley Fire Extinguisher c/w LPCB, Fire Rating : 34A/IVB(317B) c/w 12m Hose & Controllable Discharge Foam Gun |  |  |  | 2180550023001 | 0300330320002 | 1.0000 | nos. |  | 1.2 Trolley Ext - Complete Assembly
[2180550023001] 100 Liter Foam Cartridge Operated Trolley Fire Extinguisher c/w LPCB, Fire Rating : 34A/IVB(317B) c/w 12m Hose & Controllable Discharge Foam Gun |  |  |  | 2180550023001 | 0300300000000 | 1.0000 | nos. |  | 1.2 Trolley Ext - Complete Assembly
[2180550023001] 100 Liter Foam Cartridge Operated Trolley Fire Extinguisher c/w LPCB, Fire Rating : 34A/IVB(317B) c/w 12m Hose & Controllable Discharge Foam Gun |  |  |  | 2180550023001 | 0315180000000 | 1.0000 | nos. |  | 1.2 Trolley Ext - Complete Assembly
[2180550023001] 100 Liter Foam Cartridge Operated Trolley Fire Extinguisher c/w LPCB, Fire Rating : 34A/IVB(317B) c/w 12m Hose & Controllable Discharge Foam Gun |  |  |  | 2180550023001 | 0318580100000 | 2.0000 | nos. |  | 1.2 Trolley Ext - Complete Assembly
[2180550023001] 100 Liter Foam Cartridge Operated Trolley Fire Extinguisher c/w LPCB, Fire Rating : 34A/IVB(317B) c/w 12m Hose & Controllable Discharge Foam Gun |  |  |  | 2180550023001 | 0300170600000 | 1.0000 | nos. |  | 1.2 Trolley Ext - Complete Assembly
[2180550023001] 100 Liter Foam Cartridge Operated Trolley Fire Extinguisher c/w LPCB, Fire Rating : 34A/IVB(317B) c/w 12m Hose & Controllable Discharge Foam Gun |  |  |  | 2180550023001 | 0304720000000 | 1.0000 | nos. |  | 1.2 Trolley Ext - Complete Assembly
[2180550023001] 100 Liter Foam Cartridge Operated Trolley Fire Extinguisher c/w LPCB, Fire Rating : 34A/IVB(317B) c/w 12m Hose & Controllable Discharge Foam Gun |  |  |  | 2180550023001 | 0300320700000 | 1.0000 | nos. |  | 1.2 Trolley Ext - Complete Assembly
[2180550023001] 100 Liter Foam Cartridge Operated Trolley Fire Extinguisher c/w LPCB, Fire Rating : 34A/IVB(317B) c/w 12m Hose & Controllable Discharge Foam Gun |  |  |  | 2180550023001 | 0300150300000 | 1.0000 | nos. |  | 1.2 Trolley Ext - Complete Assembly
[2180550023001] 100 Liter Foam Cartridge Operated Trolley Fire Extinguisher c/w LPCB, Fire Rating : 34A/IVB(317B) c/w 12m Hose & Controllable Discharge Foam Gun |  |  |  | 2180550023001 | 0301120100000 | 1.0000 | ltr |  | 1.2 Trolley Ext - Complete Assembly
[2180550023001] 100 Liter Foam Cartridge Operated Trolley Fire Extinguisher c/w LPCB, Fire Rating : 34A/IVB(317B) c/w 12m Hose & Controllable Discharge Foam Gun |  |  |  | 2180550023001 | 0319160100000 | 1.0000 | nos. |  | 1.2 Trolley Ext - Complete Assembly
[2180550023001] 100 Liter Foam Cartridge Operated Trolley Fire Extinguisher c/w LPCB, Fire Rating : 34A/IVB(317B) c/w 12m Hose & Controllable Discharge Foam Gun |  |  |  | 2180550023001 | 0323778300000 | 1.0000 | nos. |  | 1.2 Trolley Ext - Complete Assembly
[2180550023001] 100 Liter Foam Cartridge Operated Trolley Fire Extinguisher c/w LPCB, Fire Rating : 34A/IVB(317B) c/w 12m Hose & Controllable Discharge Foam Gun |  |  |  | 2180550023001 | 0314950300000 | 2.0000 | nos. |  | 1.2 Trolley Ext - Complete Assembly
[2180550023001] 100 Liter Foam Cartridge Operated Trolley Fire Extinguisher c/w LPCB, Fire Rating : 34A/IVB(317B) c/w 12m Hose & Controllable Discharge Foam Gun |  |  |  | 2180550023001 | 0323778400001 | 1.0000 | nos. |  | 1.2 Trolley Ext - Complete Assembly
[2180550023001] 100 Liter Foam Cartridge Operated Trolley Fire Extinguisher c/w LPCB, Fire Rating : 34A/IVB(317B) c/w 12m Hose & Controllable Discharge Foam Gun |  |  |  | 2180550023001 | 0306760700000 | 1.0000 | nos. |  | 1.2 Trolley Ext - Complete Assembly
[2180550023001] 100 Liter Foam Cartridge Operated Trolley Fire Extinguisher c/w LPCB, Fire Rating : 34A/IVB(317B) c/w 12m Hose & Controllable Discharge Foam Gun |  |  |  | 2180550023001 | 0301860000000 | 1.0000 | nos. |  | 1.2 Trolley Ext - Complete Assembly
[2180550023001] 100 Liter Foam Cartridge Operated Trolley Fire Extinguisher c/w LPCB, Fire Rating : 34A/IVB(317B) c/w 12m Hose & Controllable Discharge Foam Gun |  |  |  | 2180550023001 | 0314950100000 | 2.0000 | nos. |  | 1.2 Trolley Ext - Complete Assembly
[2180550023001] 100 Liter Foam Cartridge Operated Trolley Fire Extinguisher c/w LPCB, Fire Rating : 34A/IVB(317B) c/w 12m Hose & Controllable Discharge Foam Gun |  |  |  | 2180550023001 | 0323777318001 | 1.0000 | nos. |  | 1.2 Trolley Ext - Complete Assembly
[2180550023001] 100 Liter Foam Cartridge Operated Trolley Fire Extinguisher c/w LPCB, Fire Rating : 34A/IVB(317B) c/w 12m Hose & Controllable Discharge Foam Gun |  |  |  | 2180550023001 | 0319490000000 | 2.0000 | set |  | 1.2 Trolley Ext - Complete Assembly
[2180560000000] 135 Liter Foam Cartridge Operated Trolley Fire Extinguisher c/w LPCB, Fire Rating : 34A/IVB(317B) c/w 6m Hose & Controllable Discharge Foam Gun (Dwg No. 21805600) |  |  |  | 2180560000000 | 0323777400000 | 1.0000 | nos. |  | 1.2 Trolley Ext - Complete Assembly
[2180560000000] 135 Liter Foam Cartridge Operated Trolley Fire Extinguisher c/w LPCB, Fire Rating : 34A/IVB(317B) c/w 6m Hose & Controllable Discharge Foam Gun (Dwg No. 21805600) |  |  |  | 2180560000000 | 0300300000000 | 1.0000 | nos. |  | 1.2 Trolley Ext - Complete Assembly
[2180560000000] 135 Liter Foam Cartridge Operated Trolley Fire Extinguisher c/w LPCB, Fire Rating : 34A/IVB(317B) c/w 6m Hose & Controllable Discharge Foam Gun (Dwg No. 21805600) |  |  |  | 2180560000000 | 0309880100000 | 1.0000 | nos. |  | 1.2 Trolley Ext - Complete Assembly
[2180560000000] 135 Liter Foam Cartridge Operated Trolley Fire Extinguisher c/w LPCB, Fire Rating : 34A/IVB(317B) c/w 6m Hose & Controllable Discharge Foam Gun (Dwg No. 21805600) |  |  |  | 2180560000000 | 0319490000000 | 2.0000 | set |  | 1.2 Trolley Ext - Complete Assembly
[2180560000000] 135 Liter Foam Cartridge Operated Trolley Fire Extinguisher c/w LPCB, Fire Rating : 34A/IVB(317B) c/w 6m Hose & Controllable Discharge Foam Gun (Dwg No. 21805600) |  |  |  | 2180560000000 | 0300170600000 | 1.0000 | nos. |  | 1.2 Trolley Ext - Complete Assembly
[2180560000000] 135 Liter Foam Cartridge Operated Trolley Fire Extinguisher c/w LPCB, Fire Rating : 34A/IVB(317B) c/w 6m Hose & Controllable Discharge Foam Gun (Dwg No. 21805600) |  |  |  | 2180560000000 | 0314950100000 | 2.0000 | nos. |  | 1.2 Trolley Ext - Complete Assembly
[2180560000000] 135 Liter Foam Cartridge Operated Trolley Fire Extinguisher c/w LPCB, Fire Rating : 34A/IVB(317B) c/w 6m Hose & Controllable Discharge Foam Gun (Dwg No. 21805600) |  |  |  | 2180560000000 | 0319170100000 | 1.0000 | nos. |  | 1.2 Trolley Ext - Complete Assembly
[2180560000000] 135 Liter Foam Cartridge Operated Trolley Fire Extinguisher c/w LPCB, Fire Rating : 34A/IVB(317B) c/w 6m Hose & Controllable Discharge Foam Gun (Dwg No. 21805600) |  |  |  | 2180560000000 | 0323778500000 | 1.0000 | nos. |  | 1.2 Trolley Ext - Complete Assembly
[2180560000000] 135 Liter Foam Cartridge Operated Trolley Fire Extinguisher c/w LPCB, Fire Rating : 34A/IVB(317B) c/w 6m Hose & Controllable Discharge Foam Gun (Dwg No. 21805600) |  |  |  | 2180560000000 | 0301120100000 | 1.3500 | ltr |  | 1.2 Trolley Ext - Complete Assembly
[2180560000000] 135 Liter Foam Cartridge Operated Trolley Fire Extinguisher c/w LPCB, Fire Rating : 34A/IVB(317B) c/w 6m Hose & Controllable Discharge Foam Gun (Dwg No. 21805600) |  |  |  | 2180560000000 | 0300320700000 | 1.0000 | nos. |  | 1.2 Trolley Ext - Complete Assembly
[2180560000000] 135 Liter Foam Cartridge Operated Trolley Fire Extinguisher c/w LPCB, Fire Rating : 34A/IVB(317B) c/w 6m Hose & Controllable Discharge Foam Gun (Dwg No. 21805600) |  |  |  | 2180560000000 | 0300330300000 | 1.0000 | nos. |  | 1.2 Trolley Ext - Complete Assembly
[2180560000000] 135 Liter Foam Cartridge Operated Trolley Fire Extinguisher c/w LPCB, Fire Rating : 34A/IVB(317B) c/w 6m Hose & Controllable Discharge Foam Gun (Dwg No. 21805600) |  |  |  | 2180560000000 | 0323778600001 | 1.0000 | nos. |  | 1.2 Trolley Ext - Complete Assembly
[2180560000000] 135 Liter Foam Cartridge Operated Trolley Fire Extinguisher c/w LPCB, Fire Rating : 34A/IVB(317B) c/w 6m Hose & Controllable Discharge Foam Gun (Dwg No. 21805600) |  |  |  | 2180560000000 | 0301860000000 | 1.0000 | nos. |  | 1.2 Trolley Ext - Complete Assembly
[2180560000000] 135 Liter Foam Cartridge Operated Trolley Fire Extinguisher c/w LPCB, Fire Rating : 34A/IVB(317B) c/w 6m Hose & Controllable Discharge Foam Gun (Dwg No. 21805600) |  |  |  | 2180560000000 | 0315180000000 | 1.0000 | nos. |  | 1.2 Trolley Ext - Complete Assembly
[2180560000000] 135 Liter Foam Cartridge Operated Trolley Fire Extinguisher c/w LPCB, Fire Rating : 34A/IVB(317B) c/w 6m Hose & Controllable Discharge Foam Gun (Dwg No. 21805600) |  |  |  | 2180560000000 | 0302120000000 | 1.0000 | nos. |  | 1.2 Trolley Ext - Complete Assembly
[2180560000000] 135 Liter Foam Cartridge Operated Trolley Fire Extinguisher c/w LPCB, Fire Rating : 34A/IVB(317B) c/w 6m Hose & Controllable Discharge Foam Gun (Dwg No. 21805600) |  |  |  | 2180560000000 | 0318580100000 | 2.0000 | nos. |  | 1.2 Trolley Ext - Complete Assembly
[2180560000000] 135 Liter Foam Cartridge Operated Trolley Fire Extinguisher c/w LPCB, Fire Rating : 34A/IVB(317B) c/w 6m Hose & Controllable Discharge Foam Gun (Dwg No. 21805600) |  |  |  | 2180560000000 | 0300150300000 | 1.0000 | nos. |  | 1.2 Trolley Ext - Complete Assembly
[2180560000000] 135 Liter Foam Cartridge Operated Trolley Fire Extinguisher c/w LPCB, Fire Rating : 34A/IVB(317B) c/w 6m Hose & Controllable Discharge Foam Gun (Dwg No. 21805600) |  |  |  | 2180560000000 | 0307920600000 | 1.0000 | nos. |  | 1.2 Trolley Ext - Complete Assembly
[2180560000002] 135 Liter Foam Cartridge Operated Trolley Fire Extinguisher c/w MED, Fire Rating : 34A/IVB(317B) c/w 6m Hose & Controllable Discharge Foam Gun (Dwg No. 21805600) |  |  |  | 2180560000002 | 0323777400000 | 1.0000 | nos. |  | 1.2 Trolley Ext - Complete Assembly
[2180560000002] 135 Liter Foam Cartridge Operated Trolley Fire Extinguisher c/w MED, Fire Rating : 34A/IVB(317B) c/w 6m Hose & Controllable Discharge Foam Gun (Dwg No. 21805600) |  |  |  | 2180560000002 | 0301860000000 | 1.0000 | nos. |  | 1.2 Trolley Ext - Complete Assembly
[2180560000002] 135 Liter Foam Cartridge Operated Trolley Fire Extinguisher c/w MED, Fire Rating : 34A/IVB(317B) c/w 6m Hose & Controllable Discharge Foam Gun (Dwg No. 21805600) |  |  |  | 2180560000002 | 0318580100000 | 2.0000 | nos. |  | 1.2 Trolley Ext - Complete Assembly
[2180560000002] 135 Liter Foam Cartridge Operated Trolley Fire Extinguisher c/w MED, Fire Rating : 34A/IVB(317B) c/w 6m Hose & Controllable Discharge Foam Gun (Dwg No. 21805600) |  |  |  | 2180560000002 | 0300150300000 | 1.0000 | nos. |  | 1.2 Trolley Ext - Complete Assembly
[2180560000002] 135 Liter Foam Cartridge Operated Trolley Fire Extinguisher c/w MED, Fire Rating : 34A/IVB(317B) c/w 6m Hose & Controllable Discharge Foam Gun (Dwg No. 21805600) |  |  |  | 2180560000002 | 0307920600000 | 1.0000 | nos. |  | 1.2 Trolley Ext - Complete Assembly
[2180560000002] 135 Liter Foam Cartridge Operated Trolley Fire Extinguisher c/w MED, Fire Rating : 34A/IVB(317B) c/w 6m Hose & Controllable Discharge Foam Gun (Dwg No. 21805600) |  |  |  | 2180560000002 | 0319170100000 | 1.0000 | nos. |  | 1.2 Trolley Ext - Complete Assembly
[2180560000002] 135 Liter Foam Cartridge Operated Trolley Fire Extinguisher c/w MED, Fire Rating : 34A/IVB(317B) c/w 6m Hose & Controllable Discharge Foam Gun (Dwg No. 21805600) |  |  |  | 2180560000002 | 0300320700000 | 1.0000 | nos. |  | 1.2 Trolley Ext - Complete Assembly
[2180560000002] 135 Liter Foam Cartridge Operated Trolley Fire Extinguisher c/w MED, Fire Rating : 34A/IVB(317B) c/w 6m Hose & Controllable Discharge Foam Gun (Dwg No. 21805600) |  |  |  | 2180560000002 | 0323778600001 | 1.0000 | nos. |  | 1.2 Trolley Ext - Complete Assembly
[2180560000002] 135 Liter Foam Cartridge Operated Trolley Fire Extinguisher c/w MED, Fire Rating : 34A/IVB(317B) c/w 6m Hose & Controllable Discharge Foam Gun (Dwg No. 21805600) |  |  |  | 2180560000002 | 0309880100000 | 1.0000 | nos. |  | 1.2 Trolley Ext - Complete Assembly
[2180560000002] 135 Liter Foam Cartridge Operated Trolley Fire Extinguisher c/w MED, Fire Rating : 34A/IVB(317B) c/w 6m Hose & Controllable Discharge Foam Gun (Dwg No. 21805600) |  |  |  | 2180560000002 | 0319490000000 | 2.0000 | set |  | 1.2 Trolley Ext - Complete Assembly
[2180560000002] 135 Liter Foam Cartridge Operated Trolley Fire Extinguisher c/w MED, Fire Rating : 34A/IVB(317B) c/w 6m Hose & Controllable Discharge Foam Gun (Dwg No. 21805600) |  |  |  | 2180560000002 | 0302120000000 | 1.0000 | nos. |  | 1.2 Trolley Ext - Complete Assembly
[2180560000002] 135 Liter Foam Cartridge Operated Trolley Fire Extinguisher c/w MED, Fire Rating : 34A/IVB(317B) c/w 6m Hose & Controllable Discharge Foam Gun (Dwg No. 21805600) |  |  |  | 2180560000002 | 0315180000000 | 1.0000 | nos. |  | 1.2 Trolley Ext - Complete Assembly
[2180560000002] 135 Liter Foam Cartridge Operated Trolley Fire Extinguisher c/w MED, Fire Rating : 34A/IVB(317B) c/w 6m Hose & Controllable Discharge Foam Gun (Dwg No. 21805600) |  |  |  | 2180560000002 | 0300300000000 | 1.0000 | nos. |  | 1.2 Trolley Ext - Complete Assembly
[2180560000002] 135 Liter Foam Cartridge Operated Trolley Fire Extinguisher c/w MED, Fire Rating : 34A/IVB(317B) c/w 6m Hose & Controllable Discharge Foam Gun (Dwg No. 21805600) |  |  |  | 2180560000002 | 0323778500000 | 1.0000 | nos. |  | 1.2 Trolley Ext - Complete Assembly
[2180560000002] 135 Liter Foam Cartridge Operated Trolley Fire Extinguisher c/w MED, Fire Rating : 34A/IVB(317B) c/w 6m Hose & Controllable Discharge Foam Gun (Dwg No. 21805600) |  |  |  | 2180560000002 | 0301120100000 | 1.3500 | ltr |  | 1.2 Trolley Ext - Complete Assembly
[2180560000002] 135 Liter Foam Cartridge Operated Trolley Fire Extinguisher c/w MED, Fire Rating : 34A/IVB(317B) c/w 6m Hose & Controllable Discharge Foam Gun (Dwg No. 21805600) |  |  |  | 2180560000002 | 0300170600000 | 1.0000 | nos. |  | 1.2 Trolley Ext - Complete Assembly
[2180560000002] 135 Liter Foam Cartridge Operated Trolley Fire Extinguisher c/w MED, Fire Rating : 34A/IVB(317B) c/w 6m Hose & Controllable Discharge Foam Gun (Dwg No. 21805600) |  |  |  | 2180560000002 | 0300330300000 | 1.0000 | nos. |  | 1.2 Trolley Ext - Complete Assembly
[2180560000002] 135 Liter Foam Cartridge Operated Trolley Fire Extinguisher c/w MED, Fire Rating : 34A/IVB(317B) c/w 6m Hose & Controllable Discharge Foam Gun (Dwg No. 21805600) |  |  |  | 2180560000002 | 0314950100000 | 2.0000 | nos. |  | 1.2 Trolley Ext - Complete Assembly
[2180560000003] 135 Liter Foam Cartridge Operated Trolley Fire Extinguisher c/w MED, Fire Rating : 34A/IVB(317B) c/w 6m Hose & Controllable Discharge Foam Gun (Dwg No. 21805600) |  |  |  | 2180560000003 | 0301120100000 | 1.3500 | ltr |  | 1.2 Trolley Ext - Complete Assembly
[2180560000003] 135 Liter Foam Cartridge Operated Trolley Fire Extinguisher c/w MED, Fire Rating : 34A/IVB(317B) c/w 6m Hose & Controllable Discharge Foam Gun (Dwg No. 21805600) |  |  |  | 2180560000003 | 0307920600000 | 1.0000 | nos. |  | 1.2 Trolley Ext - Complete Assembly
[2180560000003] 135 Liter Foam Cartridge Operated Trolley Fire Extinguisher c/w MED, Fire Rating : 34A/IVB(317B) c/w 6m Hose & Controllable Discharge Foam Gun (Dwg No. 21805600) |  |  |  | 2180560000003 | 0323778600001 | 1.0000 | nos. |  | 1.2 Trolley Ext - Complete Assembly
[2180560000003] 135 Liter Foam Cartridge Operated Trolley Fire Extinguisher c/w MED, Fire Rating : 34A/IVB(317B) c/w 6m Hose & Controllable Discharge Foam Gun (Dwg No. 21805600) |  |  |  | 2180560000003 | 0318580100000 | 2.0000 | nos. |  | 1.2 Trolley Ext - Complete Assembly
[2180560000003] 135 Liter Foam Cartridge Operated Trolley Fire Extinguisher c/w MED, Fire Rating : 34A/IVB(317B) c/w 6m Hose & Controllable Discharge Foam Gun (Dwg No. 21805600) |  |  |  | 2180560000003 | 0307040000000 | 1.0000 | nos. |  | 1.2 Trolley Ext - Complete Assembly
[2180560000003] 135 Liter Foam Cartridge Operated Trolley Fire Extinguisher c/w MED, Fire Rating : 34A/IVB(317B) c/w 6m Hose & Controllable Discharge Foam Gun (Dwg No. 21805600) |  |  |  | 2180560000003 | 0300320700000 | 1.0000 | nos. |  | 1.2 Trolley Ext - Complete Assembly
[2180560000003] 135 Liter Foam Cartridge Operated Trolley Fire Extinguisher c/w MED, Fire Rating : 34A/IVB(317B) c/w 6m Hose & Controllable Discharge Foam Gun (Dwg No. 21805600) |  |  |  | 2180560000003 | 0323778500000 | 1.0000 | nos. |  | 1.2 Trolley Ext - Complete Assembly
[2180560000003] 135 Liter Foam Cartridge Operated Trolley Fire Extinguisher c/w MED, Fire Rating : 34A/IVB(317B) c/w 6m Hose & Controllable Discharge Foam Gun (Dwg No. 21805600) |  |  |  | 2180560000003 | 0300330300000 | 1.0000 | nos. |  | 1.2 Trolley Ext - Complete Assembly
[2180560000003] 135 Liter Foam Cartridge Operated Trolley Fire Extinguisher c/w MED, Fire Rating : 34A/IVB(317B) c/w 6m Hose & Controllable Discharge Foam Gun (Dwg No. 21805600) |  |  |  | 2180560000003 | 0302120000000 | 1.0000 | nos. |  | 1.2 Trolley Ext - Complete Assembly
[2180560000003] 135 Liter Foam Cartridge Operated Trolley Fire Extinguisher c/w MED, Fire Rating : 34A/IVB(317B) c/w 6m Hose & Controllable Discharge Foam Gun (Dwg No. 21805600) |  |  |  | 2180560000003 | 0314950100000 | 2.0000 | nos. |  | 1.2 Trolley Ext - Complete Assembly
[2180560000003] 135 Liter Foam Cartridge Operated Trolley Fire Extinguisher c/w MED, Fire Rating : 34A/IVB(317B) c/w 6m Hose & Controllable Discharge Foam Gun (Dwg No. 21805600) |  |  |  | 2180560000003 | 0300170600000 | 1.0000 | nos. |  | 1.2 Trolley Ext - Complete Assembly
[2180560000003] 135 Liter Foam Cartridge Operated Trolley Fire Extinguisher c/w MED, Fire Rating : 34A/IVB(317B) c/w 6m Hose & Controllable Discharge Foam Gun (Dwg No. 21805600) |  |  |  | 2180560000003 | 0301860000000 | 1.0000 | nos. |  | 1.2 Trolley Ext - Complete Assembly
[2180560000003] 135 Liter Foam Cartridge Operated Trolley Fire Extinguisher c/w MED, Fire Rating : 34A/IVB(317B) c/w 6m Hose & Controllable Discharge Foam Gun (Dwg No. 21805600) |  |  |  | 2180560000003 | 0319490000000 | 2.0000 | set |  | 1.2 Trolley Ext - Complete Assembly
[2180560000003] 135 Liter Foam Cartridge Operated Trolley Fire Extinguisher c/w MED, Fire Rating : 34A/IVB(317B) c/w 6m Hose & Controllable Discharge Foam Gun (Dwg No. 21805600) |  |  |  | 2180560000003 | 0323777400000 | 1.0000 | nos. |  | 1.2 Trolley Ext - Complete Assembly
[2180560000003] 135 Liter Foam Cartridge Operated Trolley Fire Extinguisher c/w MED, Fire Rating : 34A/IVB(317B) c/w 6m Hose & Controllable Discharge Foam Gun (Dwg No. 21805600) |  |  |  | 2180560000003 | 0300150300000 | 1.0000 | nos. |  | 1.2 Trolley Ext - Complete Assembly
[2180560000003] 135 Liter Foam Cartridge Operated Trolley Fire Extinguisher c/w MED, Fire Rating : 34A/IVB(317B) c/w 6m Hose & Controllable Discharge Foam Gun (Dwg No. 21805600) |  |  |  | 2180560000003 | 0300300000000 | 1.0000 | nos. |  | 1.2 Trolley Ext - Complete Assembly
[2180560000003] 135 Liter Foam Cartridge Operated Trolley Fire Extinguisher c/w MED, Fire Rating : 34A/IVB(317B) c/w 6m Hose & Controllable Discharge Foam Gun (Dwg No. 21805600) |  |  |  | 2180560000003 | 0319170100000 | 1.0000 | nos. |  | 1.2 Trolley Ext - Complete Assembly
[2180560000003] 135 Liter Foam Cartridge Operated Trolley Fire Extinguisher c/w MED, Fire Rating : 34A/IVB(317B) c/w 6m Hose & Controllable Discharge Foam Gun (Dwg No. 21805600) |  |  |  | 2180560000003 | 0309880100000 | 1.0000 | nos. |  | 1.2 Trolley Ext - Complete Assembly
[2180560024001] 135 Liter FFFP Foam Cartridge Operated Trolley Fire Extinguisher c/w 6m Hose & Controllable Discharge Foam Gun, Without Approval |  |  |  | 2180560024001 | 0300300000000 | 1.0000 | nos. |  | 1.2 Trolley Ext - Complete Assembly
[2180560024001] 135 Liter FFFP Foam Cartridge Operated Trolley Fire Extinguisher c/w 6m Hose & Controllable Discharge Foam Gun, Without Approval |  |  |  | 2180560024001 | 0319170100000 | 1.0000 | nos. |  | 1.2 Trolley Ext - Complete Assembly
[2180560024001] 135 Liter FFFP Foam Cartridge Operated Trolley Fire Extinguisher c/w 6m Hose & Controllable Discharge Foam Gun, Without Approval |  |  |  | 2180560024001 | 0323778500000 | 1.0000 | nos. |  | 1.2 Trolley Ext - Complete Assembly
[2180560024001] 135 Liter FFFP Foam Cartridge Operated Trolley Fire Extinguisher c/w 6m Hose & Controllable Discharge Foam Gun, Without Approval |  |  |  | 2180560024001 | 0319490000000 | 2.0000 | set |  | 1.2 Trolley Ext - Complete Assembly
[2180560024001] 135 Liter FFFP Foam Cartridge Operated Trolley Fire Extinguisher c/w 6m Hose & Controllable Discharge Foam Gun, Without Approval |  |  |  | 2180560024001 | 0300170600000 | 1.0000 | nos. |  | 1.2 Trolley Ext - Complete Assembly
[2180560024001] 135 Liter FFFP Foam Cartridge Operated Trolley Fire Extinguisher c/w 6m Hose & Controllable Discharge Foam Gun, Without Approval |  |  |  | 2180560024001 | 0323777400000 | 1.0000 | nos. |  | 1.2 Trolley Ext - Complete Assembly
[2180560024001] 135 Liter FFFP Foam Cartridge Operated Trolley Fire Extinguisher c/w 6m Hose & Controllable Discharge Foam Gun, Without Approval |  |  |  | 2180560024001 | 0318580100000 | 2.0000 | nos. |  | 1.2 Trolley Ext - Complete Assembly
[2180560024001] 135 Liter FFFP Foam Cartridge Operated Trolley Fire Extinguisher c/w 6m Hose & Controllable Discharge Foam Gun, Without Approval |  |  |  | 2180560024001 | 0300320700000 | 1.0000 | nos. |  | 1.2 Trolley Ext - Complete Assembly
[2180560024001] 135 Liter FFFP Foam Cartridge Operated Trolley Fire Extinguisher c/w 6m Hose & Controllable Discharge Foam Gun, Without Approval |  |  |  | 2180560024001 | 0301120400000 | 4.0500 | ltr |  | 1.2 Trolley Ext - Complete Assembly
[2180560024001] 135 Liter FFFP Foam Cartridge Operated Trolley Fire Extinguisher c/w 6m Hose & Controllable Discharge Foam Gun, Without Approval |  |  |  | 2180560024001 | 0300330300000 | 1.0000 | nos. |  | 1.2 Trolley Ext - Complete Assembly
[2180560024001] 135 Liter FFFP Foam Cartridge Operated Trolley Fire Extinguisher c/w 6m Hose & Controllable Discharge Foam Gun, Without Approval |  |  |  | 2180560024001 | 0309880100000 | 1.0000 | nos. |  | 1.2 Trolley Ext - Complete Assembly
[2180560024001] 135 Liter FFFP Foam Cartridge Operated Trolley Fire Extinguisher c/w 6m Hose & Controllable Discharge Foam Gun, Without Approval |  |  |  | 2180560024001 | 0312100000000 | 1.0000 | nos. |  | 1.2 Trolley Ext - Complete Assembly
[2180560024001] 135 Liter FFFP Foam Cartridge Operated Trolley Fire Extinguisher c/w 6m Hose & Controllable Discharge Foam Gun, Without Approval |  |  |  | 2180560024001 | 0301860000000 | 1.0000 | nos. |  | 1.2 Trolley Ext - Complete Assembly
[2180560024001] 135 Liter FFFP Foam Cartridge Operated Trolley Fire Extinguisher c/w 6m Hose & Controllable Discharge Foam Gun, Without Approval |  |  |  | 2180560024001 | 0315180000000 | 1.0000 | nos. |  | 1.2 Trolley Ext - Complete Assembly
[2180560024001] 135 Liter FFFP Foam Cartridge Operated Trolley Fire Extinguisher c/w 6m Hose & Controllable Discharge Foam Gun, Without Approval |  |  |  | 2180560024001 | 0307920600000 | 1.0000 | nos. |  | 1.2 Trolley Ext - Complete Assembly
[2180560024001] 135 Liter FFFP Foam Cartridge Operated Trolley Fire Extinguisher c/w 6m Hose & Controllable Discharge Foam Gun, Without Approval |  |  |  | 2180560024001 | 0323778600001 | 1.0000 | nos. |  | 1.2 Trolley Ext - Complete Assembly
[2180560024001] 135 Liter FFFP Foam Cartridge Operated Trolley Fire Extinguisher c/w 6m Hose & Controllable Discharge Foam Gun, Without Approval |  |  |  | 2180560024001 | 0314950100000 | 4.0000 | nos. |  | 1.2 Trolley Ext - Complete Assembly
[2180560024001] 135 Liter FFFP Foam Cartridge Operated Trolley Fire Extinguisher c/w 6m Hose & Controllable Discharge Foam Gun, Without Approval |  |  |  | 2180560024001 | 0300150300000 | 1.0000 | nos. |  | 1.2 Trolley Ext - Complete Assembly
[2180570000000] 25 Liter Foam Stored Pressure Trolley Fire Extinguisher c/w LPCB, Fire Rating: 34A/IIB(275B) c/w 6m Hose & Controllable Discharge Foam Gun, (Dwg No. 21805700) |  |  |  | 2180570000000 | 0302000400000 | 1.0000 | nos. |  | 1.2 Trolley Ext - Complete Assembly
[2180570000000] 25 Liter Foam Stored Pressure Trolley Fire Extinguisher c/w LPCB, Fire Rating: 34A/IIB(275B) c/w 6m Hose & Controllable Discharge Foam Gun, (Dwg No. 21805700) |  |  |  | 2180570000000 | 0307920600000 | 1.0000 | nos. |  | 1.2 Trolley Ext - Complete Assembly
[2180570000000] 25 Liter Foam Stored Pressure Trolley Fire Extinguisher c/w LPCB, Fire Rating: 34A/IIB(275B) c/w 6m Hose & Controllable Discharge Foam Gun, (Dwg No. 21805700) |  |  |  | 2180570000000 | 0306710400000 | 1.0000 | nos. |  | 1.2 Trolley Ext - Complete Assembly
[2180570000000] 25 Liter Foam Stored Pressure Trolley Fire Extinguisher c/w LPCB, Fire Rating: 34A/IIB(275B) c/w 6m Hose & Controllable Discharge Foam Gun, (Dwg No. 21805700) |  |  |  | 2180570000000 | 0304400000000 | 2.0000 | nos. |  | 1.2 Trolley Ext - Complete Assembly
[2180570000000] 25 Liter Foam Stored Pressure Trolley Fire Extinguisher c/w LPCB, Fire Rating: 34A/IIB(275B) c/w 6m Hose & Controllable Discharge Foam Gun, (Dwg No. 21805700) |  |  |  | 2180570000000 | 0302100100000 | 1.0000 | nos. |  | 1.2 Trolley Ext - Complete Assembly
[2180570000000] 25 Liter Foam Stored Pressure Trolley Fire Extinguisher c/w LPCB, Fire Rating: 34A/IIB(275B) c/w 6m Hose & Controllable Discharge Foam Gun, (Dwg No. 21805700) |  |  |  | 2180570000000 | 0311020000001 | 1.0000 | nos. |  | 1.2 Trolley Ext - Complete Assembly
[2180570000000] 25 Liter Foam Stored Pressure Trolley Fire Extinguisher c/w LPCB, Fire Rating: 34A/IIB(275B) c/w 6m Hose & Controllable Discharge Foam Gun, (Dwg No. 21805700) |  |  |  | 2180570000000 | 0301860000000 | 1.0000 | nos. |  | 1.2 Trolley Ext - Complete Assembly
[2180570000000] 25 Liter Foam Stored Pressure Trolley Fire Extinguisher c/w LPCB, Fire Rating: 34A/IIB(275B) c/w 6m Hose & Controllable Discharge Foam Gun, (Dwg No. 21805700) |  |  |  | 2180570000000 | 0300030000000 | 1.0000 | nos. |  | 1.2 Trolley Ext - Complete Assembly
[2180570000000] 25 Liter Foam Stored Pressure Trolley Fire Extinguisher c/w LPCB, Fire Rating: 34A/IIB(275B) c/w 6m Hose & Controllable Discharge Foam Gun, (Dwg No. 21805700) |  |  |  | 2180570000000 | 0315180000000 | 1.0000 | nos. |  | 1.2 Trolley Ext - Complete Assembly
[2180570000000] 25 Liter Foam Stored Pressure Trolley Fire Extinguisher c/w LPCB, Fire Rating: 34A/IIB(275B) c/w 6m Hose & Controllable Discharge Foam Gun, (Dwg No. 21805700) |  |  |  | 2180570000000 | 0300690000000 | 0.0200 | m3 |  | 1.2 Trolley Ext - Complete Assembly
[2180570000000] 25 Liter Foam Stored Pressure Trolley Fire Extinguisher c/w LPCB, Fire Rating: 34A/IIB(275B) c/w 6m Hose & Controllable Discharge Foam Gun, (Dwg No. 21805700) |  |  |  | 2180570000000 | 0300330300000 | 1.0000 | nos. |  | 1.2 Trolley Ext - Complete Assembly
[2180570000000] 25 Liter Foam Stored Pressure Trolley Fire Extinguisher c/w LPCB, Fire Rating: 34A/IIB(275B) c/w 6m Hose & Controllable Discharge Foam Gun, (Dwg No. 21805700) |  |  |  | 2180570000000 | 0301120100000 | 0.2500 | ltr |  | 1.2 Trolley Ext - Complete Assembly
[2180570000001] 25 Liter Foam Stored Pressure Trolley Fire Extinguisher c/w SETSCO, Fire Rating: 34A/IIB(275B) c/w 6m Hose & Controllable Discharge Foam Gun, (Dwg No. 21805700) |  |  |  | 2180570000001 | 0311020000001 | 1.0000 | nos. |  | 1.2 Trolley Ext - Complete Assembly
[2180570000001] 25 Liter Foam Stored Pressure Trolley Fire Extinguisher c/w SETSCO, Fire Rating: 34A/IIB(275B) c/w 6m Hose & Controllable Discharge Foam Gun, (Dwg No. 21805700) |  |  |  | 2180570000001 | 0300330300000 | 1.0000 | nos. |  | 1.2 Trolley Ext - Complete Assembly
[2180570000001] 25 Liter Foam Stored Pressure Trolley Fire Extinguisher c/w SETSCO, Fire Rating: 34A/IIB(275B) c/w 6m Hose & Controllable Discharge Foam Gun, (Dwg No. 21805700) |  |  |  | 2180570000001 | 0300690000000 | 0.0200 | m3 |  | 1.2 Trolley Ext - Complete Assembly
[2180570000001] 25 Liter Foam Stored Pressure Trolley Fire Extinguisher c/w SETSCO, Fire Rating: 34A/IIB(275B) c/w 6m Hose & Controllable Discharge Foam Gun, (Dwg No. 21805700) |  |  |  | 2180570000001 | 0302000400000 | 1.0000 | nos. |  | 1.2 Trolley Ext - Complete Assembly
[2180570000001] 25 Liter Foam Stored Pressure Trolley Fire Extinguisher c/w SETSCO, Fire Rating: 34A/IIB(275B) c/w 6m Hose & Controllable Discharge Foam Gun, (Dwg No. 21805700) |  |  |  | 2180570000001 | 0301860000000 | 1.0000 | nos. |  | 1.2 Trolley Ext - Complete Assembly
[2180570000001] 25 Liter Foam Stored Pressure Trolley Fire Extinguisher c/w SETSCO, Fire Rating: 34A/IIB(275B) c/w 6m Hose & Controllable Discharge Foam Gun, (Dwg No. 21805700) |  |  |  | 2180570000001 | 0307920600000 | 1.0000 | nos. |  | 1.2 Trolley Ext - Complete Assembly
[2180570000001] 25 Liter Foam Stored Pressure Trolley Fire Extinguisher c/w SETSCO, Fire Rating: 34A/IIB(275B) c/w 6m Hose & Controllable Discharge Foam Gun, (Dwg No. 21805700) |  |  |  | 2180570000001 | 0304400000000 | 2.0000 | nos. |  | 1.2 Trolley Ext - Complete Assembly
[2180570000001] 25 Liter Foam Stored Pressure Trolley Fire Extinguisher c/w SETSCO, Fire Rating: 34A/IIB(275B) c/w 6m Hose & Controllable Discharge Foam Gun, (Dwg No. 21805700) |  |  |  | 2180570000001 | 0315180000000 | 1.0000 | nos. |  | 1.2 Trolley Ext - Complete Assembly
[2180570000001] 25 Liter Foam Stored Pressure Trolley Fire Extinguisher c/w SETSCO, Fire Rating: 34A/IIB(275B) c/w 6m Hose & Controllable Discharge Foam Gun, (Dwg No. 21805700) |  |  |  | 2180570000001 | 0300030000000 | 1.0000 | nos. |  | 1.2 Trolley Ext - Complete Assembly
[2180570000001] 25 Liter Foam Stored Pressure Trolley Fire Extinguisher c/w SETSCO, Fire Rating: 34A/IIB(275B) c/w 6m Hose & Controllable Discharge Foam Gun, (Dwg No. 21805700) |  |  |  | 2180570000001 | 0306710400000 | 1.0000 | nos. |  | 1.2 Trolley Ext - Complete Assembly
[2180570000001] 25 Liter Foam Stored Pressure Trolley Fire Extinguisher c/w SETSCO, Fire Rating: 34A/IIB(275B) c/w 6m Hose & Controllable Discharge Foam Gun, (Dwg No. 21805700) |  |  |  | 2180570000001 | 0301120100000 | 0.2500 | ltr |  | 1.2 Trolley Ext - Complete Assembly
[2180570000001] 25 Liter Foam Stored Pressure Trolley Fire Extinguisher c/w SETSCO, Fire Rating: 34A/IIB(275B) c/w 6m Hose & Controllable Discharge Foam Gun, (Dwg No. 21805700) |  |  |  | 2180570000001 | 0302100100000 | 1.0000 | nos. |  | 1.2 Trolley Ext - Complete Assembly
[2180580000000] 50 Liter Foam Stored Pressure Trolley Fire Extinguisher c/w LPCB, Fire Rating: 34A/IIB(275B) c/w 6m Hose & Controllable Discharge Foam Gun, (Dwg No. 21805800) |  |  |  | 2180580000000 | 0307920600000 | 1.0000 | nos. |  | 1.2 Trolley Ext - Complete Assembly
[2180580000000] 50 Liter Foam Stored Pressure Trolley Fire Extinguisher c/w LPCB, Fire Rating: 34A/IIB(275B) c/w 6m Hose & Controllable Discharge Foam Gun, (Dwg No. 21805800) |  |  |  | 2180580000000 | 0315180000000 | 1.0000 | nos. |  | 1.2 Trolley Ext - Complete Assembly
[2180580000000] 50 Liter Foam Stored Pressure Trolley Fire Extinguisher c/w LPCB, Fire Rating: 34A/IIB(275B) c/w 6m Hose & Controllable Discharge Foam Gun, (Dwg No. 21805800) |  |  |  | 2180580000000 | 0301120100000 | 0.5000 | ltr |  | 1.2 Trolley Ext - Complete Assembly
[2180580000000] 50 Liter Foam Stored Pressure Trolley Fire Extinguisher c/w LPCB, Fire Rating: 34A/IIB(275B) c/w 6m Hose & Controllable Discharge Foam Gun, (Dwg No. 21805800) |  |  |  | 2180580000000 | 0306720600000 | 1.0000 | nos. |  | 1.2 Trolley Ext - Complete Assembly
[2180580000000] 50 Liter Foam Stored Pressure Trolley Fire Extinguisher c/w LPCB, Fire Rating: 34A/IIB(275B) c/w 6m Hose & Controllable Discharge Foam Gun, (Dwg No. 21805800) |  |  |  | 2180580000000 | 0301860000000 | 1.0000 | nos. |  | 1.2 Trolley Ext - Complete Assembly
[2180580000000] 50 Liter Foam Stored Pressure Trolley Fire Extinguisher c/w LPCB, Fire Rating: 34A/IIB(275B) c/w 6m Hose & Controllable Discharge Foam Gun, (Dwg No. 21805800) |  |  |  | 2180580000000 | 0302130000000 | 1.0000 | nos. |  | 1.2 Trolley Ext - Complete Assembly
[2180580000000] 50 Liter Foam Stored Pressure Trolley Fire Extinguisher c/w LPCB, Fire Rating: 34A/IIB(275B) c/w 6m Hose & Controllable Discharge Foam Gun, (Dwg No. 21805800) |  |  |  | 2180580000000 | 0300030000000 | 1.0000 | nos. |  | 1.2 Trolley Ext - Complete Assembly
[2180580000000] 50 Liter Foam Stored Pressure Trolley Fire Extinguisher c/w LPCB, Fire Rating: 34A/IIB(275B) c/w 6m Hose & Controllable Discharge Foam Gun, (Dwg No. 21805800) |  |  |  | 2180580000000 | 0302000400000 | 1.0000 | nos. |  | 1.2 Trolley Ext - Complete Assembly
[2180580000000] 50 Liter Foam Stored Pressure Trolley Fire Extinguisher c/w LPCB, Fire Rating: 34A/IIB(275B) c/w 6m Hose & Controllable Discharge Foam Gun, (Dwg No. 21805800) |  |  |  | 2180580000000 | 0300330300000 | 1.0000 | nos. |  | 1.2 Trolley Ext - Complete Assembly
[2180580000000] 50 Liter Foam Stored Pressure Trolley Fire Extinguisher c/w LPCB, Fire Rating: 34A/IIB(275B) c/w 6m Hose & Controllable Discharge Foam Gun, (Dwg No. 21805800) |  |  |  | 2180580000000 | 0300690000000 | 0.2000 | m3 |  | 1.2 Trolley Ext - Complete Assembly
[2180580000000] 50 Liter Foam Stored Pressure Trolley Fire Extinguisher c/w LPCB, Fire Rating: 34A/IIB(275B) c/w 6m Hose & Controllable Discharge Foam Gun, (Dwg No. 21805800) |  |  |  | 2180580000000 | 0310490000001 | 1.0000 | nos. |  | 1.2 Trolley Ext - Complete Assembly
[2180580000001] 50 Liter Foam Stored Pressure Trolley Fire Extinguisher c/w SETSCO, Fire Rating: 34A/IIB(275B) c/w 6m Hose & Controllable Discharge Foam Gun, (Dwg No. 21805800) |  |  |  | 2180580000001 | 0302130000000 | 1.0000 | nos. |  | 1.2 Trolley Ext - Complete Assembly
[2180580000001] 50 Liter Foam Stored Pressure Trolley Fire Extinguisher c/w SETSCO, Fire Rating: 34A/IIB(275B) c/w 6m Hose & Controllable Discharge Foam Gun, (Dwg No. 21805800) |  |  |  | 2180580000001 | 0300330300000 | 1.0000 | nos. |  | 1.2 Trolley Ext - Complete Assembly
[2180580000001] 50 Liter Foam Stored Pressure Trolley Fire Extinguisher c/w SETSCO, Fire Rating: 34A/IIB(275B) c/w 6m Hose & Controllable Discharge Foam Gun, (Dwg No. 21805800) |  |  |  | 2180580000001 | 0302000400000 | 1.0000 | nos. |  | 1.2 Trolley Ext - Complete Assembly
[2180580000001] 50 Liter Foam Stored Pressure Trolley Fire Extinguisher c/w SETSCO, Fire Rating: 34A/IIB(275B) c/w 6m Hose & Controllable Discharge Foam Gun, (Dwg No. 21805800) |  |  |  | 2180580000001 | 0315180000000 | 1.0000 | nos. |  | 1.2 Trolley Ext - Complete Assembly
[2180580000001] 50 Liter Foam Stored Pressure Trolley Fire Extinguisher c/w SETSCO, Fire Rating: 34A/IIB(275B) c/w 6m Hose & Controllable Discharge Foam Gun, (Dwg No. 21805800) |  |  |  | 2180580000001 | 0301860000000 | 1.0000 | nos. |  | 1.2 Trolley Ext - Complete Assembly
[2180580000001] 50 Liter Foam Stored Pressure Trolley Fire Extinguisher c/w SETSCO, Fire Rating: 34A/IIB(275B) c/w 6m Hose & Controllable Discharge Foam Gun, (Dwg No. 21805800) |  |  |  | 2180580000001 | 0307920600000 | 1.0000 | nos. |  | 1.2 Trolley Ext - Complete Assembly
[2180580000001] 50 Liter Foam Stored Pressure Trolley Fire Extinguisher c/w SETSCO, Fire Rating: 34A/IIB(275B) c/w 6m Hose & Controllable Discharge Foam Gun, (Dwg No. 21805800) |  |  |  | 2180580000001 | 0301120100000 | 0.5000 | ltr |  | 1.2 Trolley Ext - Complete Assembly
[2180580000001] 50 Liter Foam Stored Pressure Trolley Fire Extinguisher c/w SETSCO, Fire Rating: 34A/IIB(275B) c/w 6m Hose & Controllable Discharge Foam Gun, (Dwg No. 21805800) |  |  |  | 2180580000001 | 0300690000000 | 0.2000 | m3 |  | 1.2 Trolley Ext - Complete Assembly
[2180580000001] 50 Liter Foam Stored Pressure Trolley Fire Extinguisher c/w SETSCO, Fire Rating: 34A/IIB(275B) c/w 6m Hose & Controllable Discharge Foam Gun, (Dwg No. 21805800) |  |  |  | 2180580000001 | 0300030000000 | 1.0000 | nos. |  | 1.2 Trolley Ext - Complete Assembly
[2180580000001] 50 Liter Foam Stored Pressure Trolley Fire Extinguisher c/w SETSCO, Fire Rating: 34A/IIB(275B) c/w 6m Hose & Controllable Discharge Foam Gun, (Dwg No. 21805800) |  |  |  | 2180580000001 | 0306720600000 | 1.0000 | nos. |  | 1.2 Trolley Ext - Complete Assembly
[2180580000001] 50 Liter Foam Stored Pressure Trolley Fire Extinguisher c/w SETSCO, Fire Rating: 34A/IIB(275B) c/w 6m Hose & Controllable Discharge Foam Gun, (Dwg No. 21805800) |  |  |  | 2180580000001 | 0310490000001 | 1.0000 | nos. |  | 1.2 Trolley Ext - Complete Assembly
[2180580000004] 50 Liter Foam Stored Pressure Trolley Fire Extinguisher c/w LPCB, Arabic Wordings, Fire Rating: 34A/IIB(275B) c/w 6m Hose & Controllable Discharge Foam Gun, (Dwg No. 21805800) |  |  |  | 2180580000004 | 0310490000001 | 1.0000 | nos. |  | 1.2 Trolley Ext - Complete Assembly
[2180580000004] 50 Liter Foam Stored Pressure Trolley Fire Extinguisher c/w LPCB, Arabic Wordings, Fire Rating: 34A/IIB(275B) c/w 6m Hose & Controllable Discharge Foam Gun, (Dwg No. 21805800) |  |  |  | 2180580000004 | 0302130100000 | 1.0000 | nos. |  | 1.2 Trolley Ext - Complete Assembly
[2180580000004] 50 Liter Foam Stored Pressure Trolley Fire Extinguisher c/w LPCB, Arabic Wordings, Fire Rating: 34A/IIB(275B) c/w 6m Hose & Controllable Discharge Foam Gun, (Dwg No. 21805800) |  |  |  | 2180580000004 | 0307920600000 | 1.0000 | nos. |  | 1.2 Trolley Ext - Complete Assembly
[2180580000004] 50 Liter Foam Stored Pressure Trolley Fire Extinguisher c/w LPCB, Arabic Wordings, Fire Rating: 34A/IIB(275B) c/w 6m Hose & Controllable Discharge Foam Gun, (Dwg No. 21805800) |  |  |  | 2180580000004 | 0301860000000 | 1.0000 | nos. |  | 1.2 Trolley Ext - Complete Assembly
[2180580000004] 50 Liter Foam Stored Pressure Trolley Fire Extinguisher c/w LPCB, Arabic Wordings, Fire Rating: 34A/IIB(275B) c/w 6m Hose & Controllable Discharge Foam Gun, (Dwg No. 21805800) |  |  |  | 2180580000004 | 0302000400000 | 1.0000 | nos. |  | 1.2 Trolley Ext - Complete Assembly
[2180580000004] 50 Liter Foam Stored Pressure Trolley Fire Extinguisher c/w LPCB, Arabic Wordings, Fire Rating: 34A/IIB(275B) c/w 6m Hose & Controllable Discharge Foam Gun, (Dwg No. 21805800) |  |  |  | 2180580000004 | 0300330300000 | 1.0000 | nos. |  | 1.2 Trolley Ext - Complete Assembly
[2180580000004] 50 Liter Foam Stored Pressure Trolley Fire Extinguisher c/w LPCB, Arabic Wordings, Fire Rating: 34A/IIB(275B) c/w 6m Hose & Controllable Discharge Foam Gun, (Dwg No. 21805800) |  |  |  | 2180580000004 | 0300030000000 | 1.0000 | nos. |  | 1.2 Trolley Ext - Complete Assembly
[2180580000004] 50 Liter Foam Stored Pressure Trolley Fire Extinguisher c/w LPCB, Arabic Wordings, Fire Rating: 34A/IIB(275B) c/w 6m Hose & Controllable Discharge Foam Gun, (Dwg No. 21805800) |  |  |  | 2180580000004 | 0315180000000 | 1.0000 | nos. |  | 1.2 Trolley Ext - Complete Assembly
[2180580000004] 50 Liter Foam Stored Pressure Trolley Fire Extinguisher c/w LPCB, Arabic Wordings, Fire Rating: 34A/IIB(275B) c/w 6m Hose & Controllable Discharge Foam Gun, (Dwg No. 21805800) |  |  |  | 2180580000004 | 0300690000000 | 0.2000 | m3 |  | 1.2 Trolley Ext - Complete Assembly
[2180580000004] 50 Liter Foam Stored Pressure Trolley Fire Extinguisher c/w LPCB, Arabic Wordings, Fire Rating: 34A/IIB(275B) c/w 6m Hose & Controllable Discharge Foam Gun, (Dwg No. 21805800) |  |  |  | 2180580000004 | 0306720600000 | 1.0000 | nos. |  | 1.2 Trolley Ext - Complete Assembly
[2180580000004] 50 Liter Foam Stored Pressure Trolley Fire Extinguisher c/w LPCB, Arabic Wordings, Fire Rating: 34A/IIB(275B) c/w 6m Hose & Controllable Discharge Foam Gun, (Dwg No. 21805800) |  |  |  | 2180580000004 | 0301120100000 | 0.5000 | ltr |  | 1.2 Trolley Ext - Complete Assembly
[2180580100000] 50 Liter Fluorine Free Lithium Ion Stored Pressure Trolley Fire Extinguisher c/w 6m Hose & 5ft Controllable Applicator |  |  |  | 2180580100000 | 0302000400000 | 1.0000 | nos. |  | 1.2 Trolley Ext - Complete Assembly
[2180580100000] 50 Liter Fluorine Free Lithium Ion Stored Pressure Trolley Fire Extinguisher c/w 6m Hose & 5ft Controllable Applicator |  |  |  | 2180580100000 | 0310490000001 | 1.0000 | nos. |  | 1.2 Trolley Ext - Complete Assembly
[2180580100000] 50 Liter Fluorine Free Lithium Ion Stored Pressure Trolley Fire Extinguisher c/w 6m Hose & 5ft Controllable Applicator |  |  |  | 2180580100000 | 0300030000000 | 1.0000 | nos. |  | 1.2 Trolley Ext - Complete Assembly
[2180580100000] 50 Liter Fluorine Free Lithium Ion Stored Pressure Trolley Fire Extinguisher c/w 6m Hose & 5ft Controllable Applicator |  |  |  | 2180580100000 | 0306720600000 | 1.0000 | nos. |  | 1.2 Trolley Ext - Complete Assembly
[2180580100000] 50 Liter Fluorine Free Lithium Ion Stored Pressure Trolley Fire Extinguisher c/w 6m Hose & 5ft Controllable Applicator |  |  |  | 2180580100000 | 0300330300000 | 1.0000 | nos. |  | 1.2 Trolley Ext - Complete Assembly
[2180580100000] 50 Liter Fluorine Free Lithium Ion Stored Pressure Trolley Fire Extinguisher c/w 6m Hose & 5ft Controllable Applicator |  |  |  | 2180580100000 | 0316300500000 | 1.0000 | nos. |  | 1.2 Trolley Ext - Complete Assembly
[2180580100000] 50 Liter Fluorine Free Lithium Ion Stored Pressure Trolley Fire Extinguisher c/w 6m Hose & 5ft Controllable Applicator |  |  |  | 2180580100000 | 0301120300000 | 50.0000 | ltr |  | 1.2 Trolley Ext - Complete Assembly
[2180580100000] 50 Liter Fluorine Free Lithium Ion Stored Pressure Trolley Fire Extinguisher c/w 6m Hose & 5ft Controllable Applicator |  |  |  | 2180580100000 | 0302230000000 | 1.0000 | nos. |  | 1.2 Trolley Ext - Complete Assembly
[4004021100000] 700MMX820MMX700MM(H),COVER FOR FOAM STATION / CONTINUOUS HOSE REEL,,RED COLOR,,WORDING: FOAM HOSE REEL,,PVC |  |  |  | 4004021100000 | 0380001100000 | 1.0000 | nos.
[4004130800000] W23" X D23" X HT 48",PVC COVER FOR 75KG ABC CARTRIDGE TROLLEY FIRE EXTINGUISHER,,RED COLOR, OPEN BOTTOM,,WORDING: FIRE EXTINGUISHER |  |  |  | 4004130800000 | 0314600000000 | 1.0000 | nos.
[4004130900000] W23" X D23" X HT 48",PVC COVER FOR 75KG ABC CARTRIDGE TROLLEY FIRE EXTINGUISHER,,RED COLOR, OPEN BOTTOM,,WORDING: FIRE EXTINGUISHER |  |  |  | 4004130900000 | 0314600000000 | 1.0000 | nos.
[4004260000000] 1.5MM,,FIXED HR - HOSE GUIDE (1") COMPLETE SETS,,( RED COLOUR ),,C/W 10MM CIRCULAR ROLLER - BLACK COLOUR ( 14 PIECES ), C/W M8 NUT & M8X1.5" U BOLT BRACKET,,SS316, |  |  |  | 4004260000000 | 0314940000000 | 1.0000 | set
[4004260000000] 1.5MM,,FIXED HR - HOSE GUIDE (1") COMPLETE SETS,,( RED COLOUR ),,C/W 10MM CIRCULAR ROLLER - BLACK COLOUR ( 14 PIECES ), C/W M8 NUT & M8X1.5" U BOLT BRACKET,,SS316, |  |  |  | 4004260000000 | 0310020100000 | 1.0000 | nos.
[4004260000000] 1.5MM,,FIXED HR - HOSE GUIDE (1") COMPLETE SETS,,( RED COLOUR ),,C/W 10MM CIRCULAR ROLLER - BLACK COLOUR ( 14 PIECES ), C/W M8 NUT & M8X1.5" U BOLT BRACKET,,SS316, |  |  |  | 4004260000000 | 0314950000000 | 2.0000 | nos.
[4010650000000] Spanner Wrench For 2-1/2" Instantaneous Coupling,,Red Color,,Drawing 03234700 Rev A,Mild Steel, Galvanize |  |  |  | 4010650000000 | 0311740100000 | 1.0000 | nos.
[4010650000000] Spanner Wrench For 2-1/2" Instantaneous Coupling,,Red Color,,Drawing 03234700 Rev A,Mild Steel, Galvanize |  |  |  | 4010650000000 | 0323470000000 | 1.0000 | nos.
[5000027800000] ,WALL MOUNT HOSEREEL AS PER DRAWING HR-0762 REV A,1ST LAYER: EXPOXY PRIMER 2ND LAYER: MARINE PAINT RED COLOR,C/W M12 STUD & NUT & FLAT WASHER |  |  |  | 5000027800000 | 0305170200000 | 1.0000 | nos.
[5000027800000] ,WALL MOUNT HOSEREEL AS PER DRAWING HR-0762 REV A,1ST LAYER: EXPOXY PRIMER 2ND LAYER: MARINE PAINT RED COLOR,C/W M12 STUD & NUT & FLAT WASHER |  |  |  | 5000027800000 | 0322070500000 | 2.0000 | nos.
[5000027800000] ,WALL MOUNT HOSEREEL AS PER DRAWING HR-0762 REV A,1ST LAYER: EXPOXY PRIMER 2ND LAYER: MARINE PAINT RED COLOR,C/W M12 STUD & NUT & FLAT WASHER |  |  |  | 5000027800000 | 0380000700000 | 1.0000 | nos.
[5000027800000] ,WALL MOUNT HOSEREEL AS PER DRAWING HR-0762 REV A,1ST LAYER: EXPOXY PRIMER 2ND LAYER: MARINE PAINT RED COLOR,C/W M12 STUD & NUT & FLAT WASHER |  |  |  | 5000027800000 | 0322050200000 | 2.0000 | nos.
[5000160700000] 700MMX850MMX700MM (H),COVER FOR HOSE REEL DRUM (BOTH SIDE OPENING), CW WORDING "HOSE REEL" & TIGHTENING BELT,RED COLOR,,PVC |  |  |  | 5000160700000 | 0314610600000 | 1.0000 | nos.
[7080010000000] 220mm(W) x 175mm(D) x 510mm(H) x 1.2mm - Cabinet For Fire Extinguisher (1,2,3kg ABC, 2kg Halotron), Non-Weather Proof, Lockable,Red Colour, Lock & Key, Viewing Glass, Break Glass, Material : EG |  |  |  | 7080010000000 | 0303090000000 | 4.0000 | nos. |  | 1.2.2 EG Cabinet/ Frame&Door Complete - FX
[7080010000000] 220mm(W) x 175mm(D) x 510mm(H) x 1.2mm - Cabinet For Fire Extinguisher (1,2,3kg ABC, 2kg Halotron), Non-Weather Proof, Lockable,Red Colour, Lock & Key, Viewing Glass, Break Glass, Material : EG |  |  |  | 7080010000000 | 0304960000000 | 1.0000 | nos. |  | 1.2.2 EG Cabinet/ Frame&Door Complete - FX
[7080010000000] 220mm(W) x 175mm(D) x 510mm(H) x 1.2mm - Cabinet For Fire Extinguisher (1,2,3kg ABC, 2kg Halotron), Non-Weather Proof, Lockable,Red Colour, Lock & Key, Viewing Glass, Break Glass, Material : EG |  |  |  | 7080010000000 | 0304820000000 | 3.0000 | nos. |  | 1.2.2 EG Cabinet/ Frame&Door Complete - FX
[7080010000000] 220mm(W) x 175mm(D) x 510mm(H) x 1.2mm - Cabinet For Fire Extinguisher (1,2,3kg ABC, 2kg Halotron), Non-Weather Proof, Lockable,Red Colour, Lock & Key, Viewing Glass, Break Glass, Material : EG |  |  |  | 7080010000000 | 0307940100000 | 1.0000 | nos. |  | 1.2.2 EG Cabinet/ Frame&Door Complete - FX
[7080010000000] 220mm(W) x 175mm(D) x 510mm(H) x 1.2mm - Cabinet For Fire Extinguisher (1,2,3kg ABC, 2kg Halotron), Non-Weather Proof, Lockable,Red Colour, Lock & Key, Viewing Glass, Break Glass, Material : EG |  |  |  | 7080010000000 | 0304980000000 | 1.0000 | nos. |  | 1.2.2 EG Cabinet/ Frame&Door Complete - FX
[7080010000000] 220mm(W) x 175mm(D) x 510mm(H) x 1.2mm - Cabinet For Fire Extinguisher (1,2,3kg ABC, 2kg Halotron), Non-Weather Proof, Lockable,Red Colour, Lock & Key, Viewing Glass, Break Glass, Material : EG |  |  |  | 7080010000000 | 0304820100000 | 1.0000 | nos. |  | 1.2.2 EG Cabinet/ Frame&Door Complete - FX
[7080010000000] 220mm(W) x 175mm(D) x 510mm(H) x 1.2mm - Cabinet For Fire Extinguisher (1,2,3kg ABC, 2kg Halotron), Non-Weather Proof, Lockable,Red Colour, Lock & Key, Viewing Glass, Break Glass, Material : EG |  |  |  | 7080010000000 | 0307400000000 | 1.0000 | nos. |  | 1.2.2 EG Cabinet/ Frame&Door Complete - FX
[7080010000001] 220mm(W) x 175mm(D) x 510mm(H) x 1.0mm, Cabinet For Fire Extinguisher (1,2,3kg ABC/2kg Halotron), Suitable for In-Door, Non Weather Proof, Lockable, Hairline Finish, Lock & Key, Viewing Glass, Break Glass, Material : SS304 |  |  |  | 7080010000001 | 0304810000000 | 3.0000 | nos. |  | 1.2.2 EG Cabinet/ Frame&Door Complete - FX
[7080010000001] 220mm(W) x 175mm(D) x 510mm(H) x 1.0mm, Cabinet For Fire Extinguisher (1,2,3kg ABC/2kg Halotron), Suitable for In-Door, Non Weather Proof, Lockable, Hairline Finish, Lock & Key, Viewing Glass, Break Glass, Material : SS304 |  |  |  | 7080010000001 | 0307941800000 | 1.0000 | nos. |  | 1.2.2 EG Cabinet/ Frame&Door Complete - FX
[7080010000001] 220mm(W) x 175mm(D) x 510mm(H) x 1.0mm, Cabinet For Fire Extinguisher (1,2,3kg ABC/2kg Halotron), Suitable for In-Door, Non Weather Proof, Lockable, Hairline Finish, Lock & Key, Viewing Glass, Break Glass, Material : SS304 |  |  |  | 7080010000001 | 0304810100000 | 1.0000 | nos. |  | 1.2.2 EG Cabinet/ Frame&Door Complete - FX
[7080010000001] 220mm(W) x 175mm(D) x 510mm(H) x 1.0mm, Cabinet For Fire Extinguisher (1,2,3kg ABC/2kg Halotron), Suitable for In-Door, Non Weather Proof, Lockable, Hairline Finish, Lock & Key, Viewing Glass, Break Glass, Material : SS304 |  |  |  | 7080010000001 | 0307400000000 | 1.0000 | nos. |  | 1.2.2 EG Cabinet/ Frame&Door Complete - FX
[7080010000001] 220mm(W) x 175mm(D) x 510mm(H) x 1.0mm, Cabinet For Fire Extinguisher (1,2,3kg ABC/2kg Halotron), Suitable for In-Door, Non Weather Proof, Lockable, Hairline Finish, Lock & Key, Viewing Glass, Break Glass, Material : SS304 |  |  |  | 7080010000001 | 0303090100000 | 4.0000 | nos. |  | 1.2.2 EG Cabinet/ Frame&Door Complete - FX
[7080010000001] 220mm(W) x 175mm(D) x 510mm(H) x 1.0mm, Cabinet For Fire Extinguisher (1,2,3kg ABC/2kg Halotron), Suitable for In-Door, Non Weather Proof, Lockable, Hairline Finish, Lock & Key, Viewing Glass, Break Glass, Material : SS304 |  |  |  | 7080010000001 | 0304960000000 | 1.0000 | nos. |  | 1.2.2 EG Cabinet/ Frame&Door Complete - FX
[7080010000001] 220mm(W) x 175mm(D) x 510mm(H) x 1.0mm, Cabinet For Fire Extinguisher (1,2,3kg ABC/2kg Halotron), Suitable for In-Door, Non Weather Proof, Lockable, Hairline Finish, Lock & Key, Viewing Glass, Break Glass, Material : SS304 |  |  |  | 7080010000001 | 0304980000000 | 1.0000 | nos. |  | 1.2.2 EG Cabinet/ Frame&Door Complete - FX
[7080010000002] 220mm(W) x 175mm(D) x 510mm(H) x 1.0mm - Cabinet For Fire Extinguisher (1,2,3kg ABC/ 2kg Hal), Suitable for In-Door, Non Weather Proof, Lockable, Hairline Finish, Lock & Key, Viewing Glass, Break Glass, Material : SS316 |  |  |  | 7080010000002 | 0304810100000 | 1.0000 | nos. |  | 1.2.2 EG Cabinet/ Frame&Door Complete - FX
[7080010000002] 220mm(W) x 175mm(D) x 510mm(H) x 1.0mm - Cabinet For Fire Extinguisher (1,2,3kg ABC/ 2kg Hal), Suitable for In-Door, Non Weather Proof, Lockable, Hairline Finish, Lock & Key, Viewing Glass, Break Glass, Material : SS316 |  |  |  | 7080010000002 | 0304810000000 | 3.0000 | nos. |  | 1.2.2 EG Cabinet/ Frame&Door Complete - FX
[7080010000002] 220mm(W) x 175mm(D) x 510mm(H) x 1.0mm - Cabinet For Fire Extinguisher (1,2,3kg ABC/ 2kg Hal), Suitable for In-Door, Non Weather Proof, Lockable, Hairline Finish, Lock & Key, Viewing Glass, Break Glass, Material : SS316 |  |  |  | 7080010000002 | 0304960000000 | 1.0000 | nos. |  | 1.2.2 EG Cabinet/ Frame&Door Complete - FX
[7080010000002] 220mm(W) x 175mm(D) x 510mm(H) x 1.0mm - Cabinet For Fire Extinguisher (1,2,3kg ABC/ 2kg Hal), Suitable for In-Door, Non Weather Proof, Lockable, Hairline Finish, Lock & Key, Viewing Glass, Break Glass, Material : SS316 |  |  |  | 7080010000002 | 0304980000000 | 1.0000 | nos. |  | 1.2.2 EG Cabinet/ Frame&Door Complete - FX
[7080010000002] 220mm(W) x 175mm(D) x 510mm(H) x 1.0mm - Cabinet For Fire Extinguisher (1,2,3kg ABC/ 2kg Hal), Suitable for In-Door, Non Weather Proof, Lockable, Hairline Finish, Lock & Key, Viewing Glass, Break Glass, Material : SS316 |  |  |  | 7080010000002 | 0307400000000 | 1.0000 | nos. |  | 1.2.2 EG Cabinet/ Frame&Door Complete - FX
[7080010000002] 220mm(W) x 175mm(D) x 510mm(H) x 1.0mm - Cabinet For Fire Extinguisher (1,2,3kg ABC/ 2kg Hal), Suitable for In-Door, Non Weather Proof, Lockable, Hairline Finish, Lock & Key, Viewing Glass, Break Glass, Material : SS316 |  |  |  | 7080010000002 | 0303090100000 | 4.0000 | nos. |  | 1.2.2 EG Cabinet/ Frame&Door Complete - FX
[7080010000002] 220mm(W) x 175mm(D) x 510mm(H) x 1.0mm - Cabinet For Fire Extinguisher (1,2,3kg ABC/ 2kg Hal), Suitable for In-Door, Non Weather Proof, Lockable, Hairline Finish, Lock & Key, Viewing Glass, Break Glass, Material : SS316 |  |  |  | 7080010000002 | 0307942000000 | 1.0000 | nos. |  | 1.2.2 EG Cabinet/ Frame&Door Complete - FX
[7080010018001] 220mm(W)X175mm(D)X510mm(H)X1.2mm,Material: EG,Cabinet For 1,2,3 kg Fire Extinguisher,Non Weatherproof,Lockable,Finishing: White Colour,c/w Lock & Key,Viewing Glass,Break Glass,Standard Wording In Red Colour |  |  |  | 7080010018001 | 0304820100000 | 1.0000 | nos. |  | 1.2.2 EG Cabinet/ Frame&Door Complete - FX
[7080010018001] 220mm(W)X175mm(D)X510mm(H)X1.2mm,Material: EG,Cabinet For 1,2,3 kg Fire Extinguisher,Non Weatherproof,Lockable,Finishing: White Colour,c/w Lock & Key,Viewing Glass,Break Glass,Standard Wording In Red Colour |  |  |  | 7080010018001 | 0304960000000 | 1.0000 | nos. |  | 1.2.2 EG Cabinet/ Frame&Door Complete - FX
[7080010018001] 220mm(W)X175mm(D)X510mm(H)X1.2mm,Material: EG,Cabinet For 1,2,3 kg Fire Extinguisher,Non Weatherproof,Lockable,Finishing: White Colour,c/w Lock & Key,Viewing Glass,Break Glass,Standard Wording In Red Colour |  |  |  | 7080010018001 | 0307400000000 | 1.0000 | nos. |  | 1.2.2 EG Cabinet/ Frame&Door Complete - FX
[7080010018001] 220mm(W)X175mm(D)X510mm(H)X1.2mm,Material: EG,Cabinet For 1,2,3 kg Fire Extinguisher,Non Weatherproof,Lockable,Finishing: White Colour,c/w Lock & Key,Viewing Glass,Break Glass,Standard Wording In Red Colour |  |  |  | 7080010018001 | 0307940122001 | 1.0000 | nos. |  | 1.2.2 EG Cabinet/ Frame&Door Complete - FX
[7080010018001] 220mm(W)X175mm(D)X510mm(H)X1.2mm,Material: EG,Cabinet For 1,2,3 kg Fire Extinguisher,Non Weatherproof,Lockable,Finishing: White Colour,c/w Lock & Key,Viewing Glass,Break Glass,Standard Wording In Red Colour |  |  |  | 7080010018001 | 0304820000000 | 3.0000 | nos. |  | 1.2.2 EG Cabinet/ Frame&Door Complete - FX
[7080010018001] 220mm(W)X175mm(D)X510mm(H)X1.2mm,Material: EG,Cabinet For 1,2,3 kg Fire Extinguisher,Non Weatherproof,Lockable,Finishing: White Colour,c/w Lock & Key,Viewing Glass,Break Glass,Standard Wording In Red Colour |  |  |  | 7080010018001 | 0303090000000 | 4.0000 | nos. |  | 1.2.2 EG Cabinet/ Frame&Door Complete - FX
[7080010018001] 220mm(W)X175mm(D)X510mm(H)X1.2mm,Material: EG,Cabinet For 1,2,3 kg Fire Extinguisher,Non Weatherproof,Lockable,Finishing: White Colour,c/w Lock & Key,Viewing Glass,Break Glass,Standard Wording In Red Colour |  |  |  | 7080010018001 | 0304980000000 | 1.0000 | nos. |  | 1.2.2 EG Cabinet/ Frame&Door Complete - FX
[7080010100000] 220mm(W) x 175mm(D) x 510mm(H) x 1.2mm, Cabinet For Fire Extinguisher (1,2,3kg ABC, 2kg Halotron, 2L Water-Mist), Non Weather Proof, Non Lockable,Red Colour, Thumb Latch Knob, Viewing Glass, Material : EG |  |  |  | 7080010100000 | 0307940300000 | 1.0000 | nos. |  | 1.2.2 EG Cabinet/ Frame&Door Complete - FX
[7080010100000] 220mm(W) x 175mm(D) x 510mm(H) x 1.2mm, Cabinet For Fire Extinguisher (1,2,3kg ABC, 2kg Halotron, 2L Water-Mist), Non Weather Proof, Non Lockable,Red Colour, Thumb Latch Knob, Viewing Glass, Material : EG |  |  |  | 7080010100000 | 0304820000000 | 2.0000 | nos. |  | 1.2.2 EG Cabinet/ Frame&Door Complete - FX
[7080010100000] 220mm(W) x 175mm(D) x 510mm(H) x 1.2mm, Cabinet For Fire Extinguisher (1,2,3kg ABC, 2kg Halotron, 2L Water-Mist), Non Weather Proof, Non Lockable,Red Colour, Thumb Latch Knob, Viewing Glass, Material : EG |  |  |  | 7080010100000 | 0304960000000 | 1.0000 | nos. |  | 1.2.2 EG Cabinet/ Frame&Door Complete - FX
[7080010100000] 220mm(W) x 175mm(D) x 510mm(H) x 1.2mm, Cabinet For Fire Extinguisher (1,2,3kg ABC, 2kg Halotron, 2L Water-Mist), Non Weather Proof, Non Lockable,Red Colour, Thumb Latch Knob, Viewing Glass, Material : EG |  |  |  | 7080010100000 | 0303300000000 | 1.0000 | nos. |  | 1.2.2 EG Cabinet/ Frame&Door Complete - FX
[7080010100000] 220mm(W) x 175mm(D) x 510mm(H) x 1.2mm, Cabinet For Fire Extinguisher (1,2,3kg ABC, 2kg Halotron, 2L Water-Mist), Non Weather Proof, Non Lockable,Red Colour, Thumb Latch Knob, Viewing Glass, Material : EG |  |  |  | 7080010100000 | 0303090000000 | 2.0000 | nos. |  | 1.2.2 EG Cabinet/ Frame&Door Complete - FX
[7080010100001] 220mm(W) x 175mm(D) x 510mm(H) x 1.0mm - Cabinet For Fire Extinguisher (1,2,3kg ABC, 2kg Hal), Suitable for In-Door, Non Weather Proof, Non Lockable, Hairline Finish, Thumb Latch Knob, Viewing Glass, Material : SS304 |  |  |  | 7080010100001 | 0307941900000 | 1.0000 | nos. |  | 1.2.2 EG Cabinet/ Frame&Door Complete - FX
[7080010100001] 220mm(W) x 175mm(D) x 510mm(H) x 1.0mm - Cabinet For Fire Extinguisher (1,2,3kg ABC, 2kg Hal), Suitable for In-Door, Non Weather Proof, Non Lockable, Hairline Finish, Thumb Latch Knob, Viewing Glass, Material : SS304 |  |  |  | 7080010100001 | 0304810000000 | 4.0000 | nos. |  | 1.2.2 EG Cabinet/ Frame&Door Complete - FX
[7080010100001] 220mm(W) x 175mm(D) x 510mm(H) x 1.0mm - Cabinet For Fire Extinguisher (1,2,3kg ABC, 2kg Hal), Suitable for In-Door, Non Weather Proof, Non Lockable, Hairline Finish, Thumb Latch Knob, Viewing Glass, Material : SS304 |  |  |  | 7080010100001 | 0304960000000 | 1.0000 | nos. |  | 1.2.2 EG Cabinet/ Frame&Door Complete - FX
[7080010100001] 220mm(W) x 175mm(D) x 510mm(H) x 1.0mm - Cabinet For Fire Extinguisher (1,2,3kg ABC, 2kg Hal), Suitable for In-Door, Non Weather Proof, Non Lockable, Hairline Finish, Thumb Latch Knob, Viewing Glass, Material : SS304 |  |  |  | 7080010100001 | 0303300000000 | 1.0000 | nos. |  | 1.2.2 EG Cabinet/ Frame&Door Complete - FX
[7080010100002] 220mm(W) x 175mm(D) x 510mm(H) x 1.0mm - Cabinet For Fire Extinguisher ( 1,2,3kg ABC/ 2kg Hal), Suitable for In-Door, Non Weather Proof, Non Lockable, Hairline Finish, Thumb Latch Knob, Viewing Glass, Material: SS316 |  |  |  | 7080010100002 | 0303300000000 | 1.0000 | nos. |  | 1.2.2 EG Cabinet/ Frame&Door Complete - FX
[7080010100002] 220mm(W) x 175mm(D) x 510mm(H) x 1.0mm - Cabinet For Fire Extinguisher ( 1,2,3kg ABC/ 2kg Hal), Suitable for In-Door, Non Weather Proof, Non Lockable, Hairline Finish, Thumb Latch Knob, Viewing Glass, Material: SS316 |  |  |  | 7080010100002 | 0304960000000 | 1.0000 | nos. |  | 1.2.2 EG Cabinet/ Frame&Door Complete - FX
[7080010100002] 220mm(W) x 175mm(D) x 510mm(H) x 1.0mm - Cabinet For Fire Extinguisher ( 1,2,3kg ABC/ 2kg Hal), Suitable for In-Door, Non Weather Proof, Non Lockable, Hairline Finish, Thumb Latch Knob, Viewing Glass, Material: SS316 |  |  |  | 7080010100002 | 0303090100000 | 2.0000 | nos. |  | 1.2.2 EG Cabinet/ Frame&Door Complete - FX
[7080010100002] 220mm(W) x 175mm(D) x 510mm(H) x 1.0mm - Cabinet For Fire Extinguisher ( 1,2,3kg ABC/ 2kg Hal), Suitable for In-Door, Non Weather Proof, Non Lockable, Hairline Finish, Thumb Latch Knob, Viewing Glass, Material: SS316 |  |  |  | 7080010100002 | 0307942100000 | 1.0000 | nos. |  | 1.2.2 EG Cabinet/ Frame&Door Complete - FX
[7080010100002] 220mm(W) x 175mm(D) x 510mm(H) x 1.0mm - Cabinet For Fire Extinguisher ( 1,2,3kg ABC/ 2kg Hal), Suitable for In-Door, Non Weather Proof, Non Lockable, Hairline Finish, Thumb Latch Knob, Viewing Glass, Material: SS316 |  |  |  | 7080010100002 | 0304810000000 | 2.0000 | nos. |  | 1.2.2 EG Cabinet/ Frame&Door Complete - FX
[7080010121005] 220Mm(W)X175Mm(D)X510Mm(H)X1.2Mm,Cabinet For Fire Extinguisher (1,2,3Kg Abc, 2Kg Halotron, 2Ltr Water-Mist),Non Weather Proof, Non Lockable,White Colour (RAL9003),Thumb Latch Knob, Viewing Glass,Material : Eg |  |  |  | 7080010121005 | 0304960000000 | 1.0000 | nos. |  | 1.2.2 EG Cabinet/ Frame&Door Complete - FX
[7080010121005] 220Mm(W)X175Mm(D)X510Mm(H)X1.2Mm,Cabinet For Fire Extinguisher (1,2,3Kg Abc, 2Kg Halotron, 2Ltr Water-Mist),Non Weather Proof, Non Lockable,White Colour (RAL9003),Thumb Latch Knob, Viewing Glass,Material : Eg |  |  |  | 7080010121005 | 0303090000000 | 2.0000 | nos. |  | 1.2.2 EG Cabinet/ Frame&Door Complete - FX
[7080010121005] 220Mm(W)X175Mm(D)X510Mm(H)X1.2Mm,Cabinet For Fire Extinguisher (1,2,3Kg Abc, 2Kg Halotron, 2Ltr Water-Mist),Non Weather Proof, Non Lockable,White Colour (RAL9003),Thumb Latch Knob, Viewing Glass,Material : Eg |  |  |  | 7080010121005 | 0304820000000 | 2.0000 | nos. |  | 1.2.2 EG Cabinet/ Frame&Door Complete - FX
[7080010121005] 220Mm(W)X175Mm(D)X510Mm(H)X1.2Mm,Cabinet For Fire Extinguisher (1,2,3Kg Abc, 2Kg Halotron, 2Ltr Water-Mist),Non Weather Proof, Non Lockable,White Colour (RAL9003),Thumb Latch Knob, Viewing Glass,Material : Eg |  |  |  | 7080010121005 | 0303300000000 | 1.0000 | nos. |  | 1.2.2 EG Cabinet/ Frame&Door Complete - FX
[7080010121005] 220Mm(W)X175Mm(D)X510Mm(H)X1.2Mm,Cabinet For Fire Extinguisher (1,2,3Kg Abc, 2Kg Halotron, 2Ltr Water-Mist),Non Weather Proof, Non Lockable,White Colour (RAL9003),Thumb Latch Knob, Viewing Glass,Material : Eg |  |  |  | 7080010121005 | 0307940324001 | 1.0000 | nos. |  | 1.2.2 EG Cabinet/ Frame&Door Complete - FX
[7080010200000] 220mm(W) x 175mm(D) x 510mm(H) x 1.0mm, Cabinet For Fire Extinguisher (1,2,3kg ABC/2kg Halotron), Non Weather Proof, Lockable, Hairline Finish, Lock & Key, Viewing Glass, Break Glass, Material : SS304 |  |  |  | 7080010200000 | 0304810100000 | 1.0000 | nos. |  | 1.4.2 SS Cabinet/ Frame&Door Complete - FX
[7080010200000] 220mm(W) x 175mm(D) x 510mm(H) x 1.0mm, Cabinet For Fire Extinguisher (1,2,3kg ABC/2kg Halotron), Non Weather Proof, Lockable, Hairline Finish, Lock & Key, Viewing Glass, Break Glass, Material : SS304 |  |  |  | 7080010200000 | 0314770400000 | 1.0000 | nos. |  | 1.4.2 SS Cabinet/ Frame&Door Complete - FX
[7080010200000] 220mm(W) x 175mm(D) x 510mm(H) x 1.0mm, Cabinet For Fire Extinguisher (1,2,3kg ABC/2kg Halotron), Non Weather Proof, Lockable, Hairline Finish, Lock & Key, Viewing Glass, Break Glass, Material : SS304 |  |  |  | 7080010200000 | 0307400000000 | 1.0000 | nos. |  | 1.4.2 SS Cabinet/ Frame&Door Complete - FX
[7080010200000] 220mm(W) x 175mm(D) x 510mm(H) x 1.0mm, Cabinet For Fire Extinguisher (1,2,3kg ABC/2kg Halotron), Non Weather Proof, Lockable, Hairline Finish, Lock & Key, Viewing Glass, Break Glass, Material : SS304 |  |  |  | 7080010200000 | 0307940700000 | 1.0000 | nos. |  | 1.4.2 SS Cabinet/ Frame&Door Complete - FX
[7080010200000] 220mm(W) x 175mm(D) x 510mm(H) x 1.0mm, Cabinet For Fire Extinguisher (1,2,3kg ABC/2kg Halotron), Non Weather Proof, Lockable, Hairline Finish, Lock & Key, Viewing Glass, Break Glass, Material : SS304 |  |  |  | 7080010200000 | 0304980000000 | 1.0000 | nos. |  | 1.4.2 SS Cabinet/ Frame&Door Complete - FX
[7080010200000] 220mm(W) x 175mm(D) x 510mm(H) x 1.0mm, Cabinet For Fire Extinguisher (1,2,3kg ABC/2kg Halotron), Non Weather Proof, Lockable, Hairline Finish, Lock & Key, Viewing Glass, Break Glass, Material : SS304 |  |  |  | 7080010200000 | 0303090100000 | 4.0000 | nos. |  | 1.4.2 SS Cabinet/ Frame&Door Complete - FX
[7080010200000] 220mm(W) x 175mm(D) x 510mm(H) x 1.0mm, Cabinet For Fire Extinguisher (1,2,3kg ABC/2kg Halotron), Non Weather Proof, Lockable, Hairline Finish, Lock & Key, Viewing Glass, Break Glass, Material : SS304 |  |  |  | 7080010200000 | 0304810000000 | 3.0000 | nos. |  | 1.4.2 SS Cabinet/ Frame&Door Complete - FX
[7080010225001] 250mm(W) x 150mm(D) x 530mm(H) x 20mm(F) x 1.0mm - Cabinet For Fire Extinguisher Recess Type, Non Weather Proof, Lockable, Hairline Finish, Lock & Key, Viewing Glass,Break Glass, Material: SS304 |  |  |  | 7080010225001 | 0304810100000 | 1.0000 | nos.
[7080010225001] 250mm(W) x 150mm(D) x 530mm(H) x 20mm(F) x 1.0mm - Cabinet For Fire Extinguisher Recess Type, Non Weather Proof, Lockable, Hairline Finish, Lock & Key, Viewing Glass,Break Glass, Material: SS304 |  |  |  | 7080010225001 | 0307940725001 | 1.0000 | nos.
[7080010225001] 250mm(W) x 150mm(D) x 530mm(H) x 20mm(F) x 1.0mm - Cabinet For Fire Extinguisher Recess Type, Non Weather Proof, Lockable, Hairline Finish, Lock & Key, Viewing Glass,Break Glass, Material: SS304 |  |  |  | 7080010225001 | 0314770400000 | 1.0000 | nos.
[7080010225001] 250mm(W) x 150mm(D) x 530mm(H) x 20mm(F) x 1.0mm - Cabinet For Fire Extinguisher Recess Type, Non Weather Proof, Lockable, Hairline Finish, Lock & Key, Viewing Glass,Break Glass, Material: SS304 |  |  |  | 7080010225001 | 0304810000000 | 3.0000 | nos.
[7080010225001] 250mm(W) x 150mm(D) x 530mm(H) x 20mm(F) x 1.0mm - Cabinet For Fire Extinguisher Recess Type, Non Weather Proof, Lockable, Hairline Finish, Lock & Key, Viewing Glass,Break Glass, Material: SS304 |  |  |  | 7080010225001 | 0303090100000 | 4.0000 | nos.
[7080010225001] 250mm(W) x 150mm(D) x 530mm(H) x 20mm(F) x 1.0mm - Cabinet For Fire Extinguisher Recess Type, Non Weather Proof, Lockable, Hairline Finish, Lock & Key, Viewing Glass,Break Glass, Material: SS304 |  |  |  | 7080010225001 | 0307400000000 | 1.0000 | nos.
[7080010225001] 250mm(W) x 150mm(D) x 530mm(H) x 20mm(F) x 1.0mm - Cabinet For Fire Extinguisher Recess Type, Non Weather Proof, Lockable, Hairline Finish, Lock & Key, Viewing Glass,Break Glass, Material: SS304 |  |  |  | 7080010225001 | 0304980000000 | 1.0000 | nos.
[7080010225002] 220Mm(W)X175Mm(D)X510Mm(H)X1.0Mm,Cabinet For Fire Extinguisher ( 1,2,3Kg Abc, 2Kg Halotron),Recess Type, Non Weather Proof, Lockable,Hairline Finish,,Lock & Key, Viewing Glass, Break Glass,,Material : Ss304, |  |  |  | 7080010225002 | 0307400000000 | 1.0000 | nos.
[7080010225002] 220Mm(W)X175Mm(D)X510Mm(H)X1.0Mm,Cabinet For Fire Extinguisher ( 1,2,3Kg Abc, 2Kg Halotron),Recess Type, Non Weather Proof, Lockable,Hairline Finish,,Lock & Key, Viewing Glass, Break Glass,,Material : Ss304, |  |  |  | 7080010225002 | 0307940725002 | 1.0000 | nos.
[7080010225002] 220Mm(W)X175Mm(D)X510Mm(H)X1.0Mm,Cabinet For Fire Extinguisher ( 1,2,3Kg Abc, 2Kg Halotron),Recess Type, Non Weather Proof, Lockable,Hairline Finish,,Lock & Key, Viewing Glass, Break Glass,,Material : Ss304, |  |  |  | 7080010225002 | 0303090100000 | 4.0000 | nos.
[7080010225002] 220Mm(W)X175Mm(D)X510Mm(H)X1.0Mm,Cabinet For Fire Extinguisher ( 1,2,3Kg Abc, 2Kg Halotron),Recess Type, Non Weather Proof, Lockable,Hairline Finish,,Lock & Key, Viewing Glass, Break Glass,,Material : Ss304, |  |  |  | 7080010225002 | 0304810100000 | 1.0000 | nos.
[7080010225002] 220Mm(W)X175Mm(D)X510Mm(H)X1.0Mm,Cabinet For Fire Extinguisher ( 1,2,3Kg Abc, 2Kg Halotron),Recess Type, Non Weather Proof, Lockable,Hairline Finish,,Lock & Key, Viewing Glass, Break Glass,,Material : Ss304, |  |  |  | 7080010225002 | 0314770400000 | 1.0000 | nos.
[7080010225002] 220Mm(W)X175Mm(D)X510Mm(H)X1.0Mm,Cabinet For Fire Extinguisher ( 1,2,3Kg Abc, 2Kg Halotron),Recess Type, Non Weather Proof, Lockable,Hairline Finish,,Lock & Key, Viewing Glass, Break Glass,,Material : Ss304, |  |  |  | 7080010225002 | 0304980000000 | 1.0000 | nos.
[7080010225002] 220Mm(W)X175Mm(D)X510Mm(H)X1.0Mm,Cabinet For Fire Extinguisher ( 1,2,3Kg Abc, 2Kg Halotron),Recess Type, Non Weather Proof, Lockable,Hairline Finish,,Lock & Key, Viewing Glass, Break Glass,,Material : Ss304, |  |  |  | 7080010225002 | 0304810000000 | 3.0000 | nos.
[7080010300000] 220mm(W) x 175mm(D) x 510mm(H) x 1.0mm - Cabinet For Fire Extinguisher (1,2,3kg ABC, 2kg Hal), Non Weather Proof, Non Lockable, Hairline Finish, Thumb Latch Knob, Viewing Glass, Material : SS304 |  |  |  | 7080010300000 | 0307940900000 | 1.0000 | nos. |  | 1.4.2 SS Cabinet/ Frame&Door Complete - FX
[7080010300000] 220mm(W) x 175mm(D) x 510mm(H) x 1.0mm - Cabinet For Fire Extinguisher (1,2,3kg ABC, 2kg Hal), Non Weather Proof, Non Lockable, Hairline Finish, Thumb Latch Knob, Viewing Glass, Material : SS304 |  |  |  | 7080010300000 | 0304810000000 | 4.0000 | nos. |  | 1.4.2 SS Cabinet/ Frame&Door Complete - FX
[7080010300000] 220mm(W) x 175mm(D) x 510mm(H) x 1.0mm - Cabinet For Fire Extinguisher (1,2,3kg ABC, 2kg Hal), Non Weather Proof, Non Lockable, Hairline Finish, Thumb Latch Knob, Viewing Glass, Material : SS304 |  |  |  | 7080010300000 | 0314770400000 | 1.0000 | nos. |  | 1.4.2 SS Cabinet/ Frame&Door Complete - FX
[7080010300000] 220mm(W) x 175mm(D) x 510mm(H) x 1.0mm - Cabinet For Fire Extinguisher (1,2,3kg ABC, 2kg Hal), Non Weather Proof, Non Lockable, Hairline Finish, Thumb Latch Knob, Viewing Glass, Material : SS304 |  |  |  | 7080010300000 | 0303300000000 | 1.0000 | nos. |  | 1.4.2 SS Cabinet/ Frame&Door Complete - FX
[7080010318001] 220mm(W)X175mm(D)X510mm(H)X30mm(F)X1.0mm,Material: SS304,Cabinet For Fire Extinguisher (1,2,3kg ABC, 2kg Halotron),Recess Type,Non Weatherproof,Non Lockable,Hairline,Thumb Latch Knob,Viewing Glass, Standard Wording In Red Colour |  |  |  | 7080010318001 | 0307940918001 | 1.0000 | nos. |  | 1.4.2 SS Cabinet/ Frame&Door Complete - FX
[7080010318001] 220mm(W)X175mm(D)X510mm(H)X30mm(F)X1.0mm,Material: SS304,Cabinet For Fire Extinguisher (1,2,3kg ABC, 2kg Halotron),Recess Type,Non Weatherproof,Non Lockable,Hairline,Thumb Latch Knob,Viewing Glass, Standard Wording In Red Colour |  |  |  | 7080010318001 | 0303090100000 | 2.0000 | nos. |  | 1.4.2 SS Cabinet/ Frame&Door Complete - FX
[7080010318001] 220mm(W)X175mm(D)X510mm(H)X30mm(F)X1.0mm,Material: SS304,Cabinet For Fire Extinguisher (1,2,3kg ABC, 2kg Halotron),Recess Type,Non Weatherproof,Non Lockable,Hairline,Thumb Latch Knob,Viewing Glass, Standard Wording In Red Colour |  |  |  | 7080010318001 | 0304810000000 | 2.0000 | nos. |  | 1.4.2 SS Cabinet/ Frame&Door Complete - FX
[7080010318001] 220mm(W)X175mm(D)X510mm(H)X30mm(F)X1.0mm,Material: SS304,Cabinet For Fire Extinguisher (1,2,3kg ABC, 2kg Halotron),Recess Type,Non Weatherproof,Non Lockable,Hairline,Thumb Latch Knob,Viewing Glass, Standard Wording In Red Colour |  |  |  | 7080010318001 | 0303300000000 | 1.0000 | nos. |  | 1.4.2 SS Cabinet/ Frame&Door Complete - FX
[7080010318001] 220mm(W)X175mm(D)X510mm(H)X30mm(F)X1.0mm,Material: SS304,Cabinet For Fire Extinguisher (1,2,3kg ABC, 2kg Halotron),Recess Type,Non Weatherproof,Non Lockable,Hairline,Thumb Latch Knob,Viewing Glass, Standard Wording In Red Colour |  |  |  | 7080010318001 | 0314770400000 | 1.0000 | nos. |  | 1.4.2 SS Cabinet/ Frame&Door Complete - FX
[7080010400000] 220mm(W) x 175mm(D) x 510mm(H) x 1.0mm - Cabinet For Fire Extinguisher (1,2,3kg ABC/ 2kg Hal), Non Weather Proof, Lockable, Hairline Finish, Lock & Key, Viewing Glass, Break Glass, Material : SS316 |  |  |  | 7080010400000 | 0304810000000 | 3.0000 | nos. |  | 1.4.2 SS Cabinet/ Frame&Door Complete - FX
[7080010400000] 220mm(W) x 175mm(D) x 510mm(H) x 1.0mm - Cabinet For Fire Extinguisher (1,2,3kg ABC/ 2kg Hal), Non Weather Proof, Lockable, Hairline Finish, Lock & Key, Viewing Glass, Break Glass, Material : SS316 |  |  |  | 7080010400000 | 0304980000000 | 1.0000 | nos. |  | 1.4.2 SS Cabinet/ Frame&Door Complete - FX
[7080010400000] 220mm(W) x 175mm(D) x 510mm(H) x 1.0mm - Cabinet For Fire Extinguisher (1,2,3kg ABC/ 2kg Hal), Non Weather Proof, Lockable, Hairline Finish, Lock & Key, Viewing Glass, Break Glass, Material : SS316 |  |  |  | 7080010400000 | 0304810100000 | 1.0000 | nos. |  | 1.4.2 SS Cabinet/ Frame&Door Complete - FX
[7080010400000] 220mm(W) x 175mm(D) x 510mm(H) x 1.0mm - Cabinet For Fire Extinguisher (1,2,3kg ABC/ 2kg Hal), Non Weather Proof, Lockable, Hairline Finish, Lock & Key, Viewing Glass, Break Glass, Material : SS316 |  |  |  | 7080010400000 | 0314770400000 | 1.0000 | nos. |  | 1.4.2 SS Cabinet/ Frame&Door Complete - FX
[7080010400000] 220mm(W) x 175mm(D) x 510mm(H) x 1.0mm - Cabinet For Fire Extinguisher (1,2,3kg ABC/ 2kg Hal), Non Weather Proof, Lockable, Hairline Finish, Lock & Key, Viewing Glass, Break Glass, Material : SS316 |  |  |  | 7080010400000 | 0307400000000 | 1.0000 | nos. |  | 1.4.2 SS Cabinet/ Frame&Door Complete - FX
[7080010400000] 220mm(W) x 175mm(D) x 510mm(H) x 1.0mm - Cabinet For Fire Extinguisher (1,2,3kg ABC/ 2kg Hal), Non Weather Proof, Lockable, Hairline Finish, Lock & Key, Viewing Glass, Break Glass, Material : SS316 |  |  |  | 7080010400000 | 0303090100000 | 4.0000 | nos. |  | 1.4.2 SS Cabinet/ Frame&Door Complete - FX
[7080010400000] 220mm(W) x 175mm(D) x 510mm(H) x 1.0mm - Cabinet For Fire Extinguisher (1,2,3kg ABC/ 2kg Hal), Non Weather Proof, Lockable, Hairline Finish, Lock & Key, Viewing Glass, Break Glass, Material : SS316 |  |  |  | 7080010400000 | 0307941200000 | 1.0000 | nos. |  | 1.4.2 SS Cabinet/ Frame&Door Complete - FX
[7080010425001] 220Mm(W)X175Mm(D)X510Mm(H)X30Mm(Frame)X1.0Mm,Recess Cabinet For Fire Extinguisher ( 1,2,3Kg Abc, 2Kg Halotron), Non Weather Proof, Lockable,Hairline Finish,,Lock & Key, Viewing Glass, Break Glass,,Material : Ss316 |  |  |  | 7080010425001 | 0314770400000 | 1.0000 | nos.
[7080010425001] 220Mm(W)X175Mm(D)X510Mm(H)X30Mm(Frame)X1.0Mm,Recess Cabinet For Fire Extinguisher ( 1,2,3Kg Abc, 2Kg Halotron), Non Weather Proof, Lockable,Hairline Finish,,Lock & Key, Viewing Glass, Break Glass,,Material : Ss316 |  |  |  | 7080010425001 | 0307941225001 | 1.0000 | nos.
[7080010425001] 220Mm(W)X175Mm(D)X510Mm(H)X30Mm(Frame)X1.0Mm,Recess Cabinet For Fire Extinguisher ( 1,2,3Kg Abc, 2Kg Halotron), Non Weather Proof, Lockable,Hairline Finish,,Lock & Key, Viewing Glass, Break Glass,,Material : Ss316 |  |  |  | 7080010425001 | 0304980000000 | 1.0000 | nos.
[7080010425001] 220Mm(W)X175Mm(D)X510Mm(H)X30Mm(Frame)X1.0Mm,Recess Cabinet For Fire Extinguisher ( 1,2,3Kg Abc, 2Kg Halotron), Non Weather Proof, Lockable,Hairline Finish,,Lock & Key, Viewing Glass, Break Glass,,Material : Ss316 |  |  |  | 7080010425001 | 0304810000000 | 3.0000 | nos.
[7080010425001] 220Mm(W)X175Mm(D)X510Mm(H)X30Mm(Frame)X1.0Mm,Recess Cabinet For Fire Extinguisher ( 1,2,3Kg Abc, 2Kg Halotron), Non Weather Proof, Lockable,Hairline Finish,,Lock & Key, Viewing Glass, Break Glass,,Material : Ss316 |  |  |  | 7080010425001 | 0304810100000 | 1.0000 | nos.
[7080010425001] 220Mm(W)X175Mm(D)X510Mm(H)X30Mm(Frame)X1.0Mm,Recess Cabinet For Fire Extinguisher ( 1,2,3Kg Abc, 2Kg Halotron), Non Weather Proof, Lockable,Hairline Finish,,Lock & Key, Viewing Glass, Break Glass,,Material : Ss316 |  |  |  | 7080010425001 | 0307400000000 | 1.0000 | nos.
[7080010425001] 220Mm(W)X175Mm(D)X510Mm(H)X30Mm(Frame)X1.0Mm,Recess Cabinet For Fire Extinguisher ( 1,2,3Kg Abc, 2Kg Halotron), Non Weather Proof, Lockable,Hairline Finish,,Lock & Key, Viewing Glass, Break Glass,,Material : Ss316 |  |  |  | 7080010425001 | 0303090100000 | 4.0000 | nos.
[7080010500000] 220mm(W) x 175mm(D) x 510mm(H) x 1.0mm - Cabinet For Fire Extinguisher ( 1,2,3kg ABC/ 2kg Hal), Non Weather Proof, Non Lockable, Hairline Finish, Thumb Latch Knob, Viewing Glass, Material: SS316 |  |  |  | 7080010500000 | 0304810000000 | 2.0000 | nos. |  | 1.4.2 SS Cabinet/ Frame&Door Complete - FX
[7080010500000] 220mm(W) x 175mm(D) x 510mm(H) x 1.0mm - Cabinet For Fire Extinguisher ( 1,2,3kg ABC/ 2kg Hal), Non Weather Proof, Non Lockable, Hairline Finish, Thumb Latch Knob, Viewing Glass, Material: SS316 |  |  |  | 7080010500000 | 0314770400000 | 1.0000 | nos. |  | 1.4.2 SS Cabinet/ Frame&Door Complete - FX
[7080010500000] 220mm(W) x 175mm(D) x 510mm(H) x 1.0mm - Cabinet For Fire Extinguisher ( 1,2,3kg ABC/ 2kg Hal), Non Weather Proof, Non Lockable, Hairline Finish, Thumb Latch Knob, Viewing Glass, Material: SS316 |  |  |  | 7080010500000 | 0303300000000 | 1.0000 | nos. |  | 1.4.2 SS Cabinet/ Frame&Door Complete - FX
[7080010500000] 220mm(W) x 175mm(D) x 510mm(H) x 1.0mm - Cabinet For Fire Extinguisher ( 1,2,3kg ABC/ 2kg Hal), Non Weather Proof, Non Lockable, Hairline Finish, Thumb Latch Knob, Viewing Glass, Material: SS316 |  |  |  | 7080010500000 | 0303090100000 | 2.0000 | nos. |  | 1.4.2 SS Cabinet/ Frame&Door Complete - FX
[7080010500000] 220mm(W) x 175mm(D) x 510mm(H) x 1.0mm - Cabinet For Fire Extinguisher ( 1,2,3kg ABC/ 2kg Hal), Non Weather Proof, Non Lockable, Hairline Finish, Thumb Latch Knob, Viewing Glass, Material: SS316 |  |  |  | 7080010500000 | 0307941400000 | 1.0000 | nos. |  | 1.4.2 SS Cabinet/ Frame&Door Complete - FX
[7080010600000] 220mm(W) X 175mm(D) X 575mm(H) X 1.2mm - Cabinet For Fire Extinguisher (1,2,3Kg ABC, 2Kg Halotron), Weather Proof, Lockable, Red Colour, Lock & Key, Break Glass, U-Rubber At All Glass, Material: EG |  |  |  | 7080010600000 | 0304980000000 | 1.0000 | nos. |  | 1.2.2 EG Cabinet/ Frame&Door Complete - FX
[7080010600000] 220mm(W) X 175mm(D) X 575mm(H) X 1.2mm - Cabinet For Fire Extinguisher (1,2,3Kg ABC, 2Kg Halotron), Weather Proof, Lockable, Red Colour, Lock & Key, Break Glass, U-Rubber At All Glass, Material: EG |  |  |  | 7080010600000 | 0314770400000 | 1.0000 | nos. |  | 1.2.2 EG Cabinet/ Frame&Door Complete - FX
[7080010600000] 220mm(W) X 175mm(D) X 575mm(H) X 1.2mm - Cabinet For Fire Extinguisher (1,2,3Kg ABC, 2Kg Halotron), Weather Proof, Lockable, Red Colour, Lock & Key, Break Glass, U-Rubber At All Glass, Material: EG |  |  |  | 7080010600000 | 0304820100000 | 1.0000 | nos. |  | 1.2.2 EG Cabinet/ Frame&Door Complete - FX
[7080010600000] 220mm(W) X 175mm(D) X 575mm(H) X 1.2mm - Cabinet For Fire Extinguisher (1,2,3Kg ABC, 2Kg Halotron), Weather Proof, Lockable, Red Colour, Lock & Key, Break Glass, U-Rubber At All Glass, Material: EG |  |  |  | 7080010600000 | 0307400000000 | 1.0000 | nos. |  | 1.2.2 EG Cabinet/ Frame&Door Complete - FX
[7080010600000] 220mm(W) X 175mm(D) X 575mm(H) X 1.2mm - Cabinet For Fire Extinguisher (1,2,3Kg ABC, 2Kg Halotron), Weather Proof, Lockable, Red Colour, Lock & Key, Break Glass, U-Rubber At All Glass, Material: EG |  |  |  | 7080010600000 | 0305450000000 | 1.0000 | nos. |  | 1.2.2 EG Cabinet/ Frame&Door Complete - FX
[7080010600000] 220mm(W) X 175mm(D) X 575mm(H) X 1.2mm - Cabinet For Fire Extinguisher (1,2,3Kg ABC, 2Kg Halotron), Weather Proof, Lockable, Red Colour, Lock & Key, Break Glass, U-Rubber At All Glass, Material: EG |  |  |  | 7080010600000 | 0304820000000 | 3.0000 | nos. |  | 1.2.2 EG Cabinet/ Frame&Door Complete - FX
[7080010600000] 220mm(W) X 175mm(D) X 575mm(H) X 1.2mm - Cabinet For Fire Extinguisher (1,2,3Kg ABC, 2Kg Halotron), Weather Proof, Lockable, Red Colour, Lock & Key, Break Glass, U-Rubber At All Glass, Material: EG |  |  |  | 7080010600000 | 0303090000000 | 4.0000 | nos. |  | 1.2.2 EG Cabinet/ Frame&Door Complete - FX
[7080010600000] 220mm(W) X 175mm(D) X 575mm(H) X 1.2mm - Cabinet For Fire Extinguisher (1,2,3Kg ABC, 2Kg Halotron), Weather Proof, Lockable, Red Colour, Lock & Key, Break Glass, U-Rubber At All Glass, Material: EG |  |  |  | 7080010600000 | 0308071700000 | 1.0000 | nos. |  | 1.2.2 EG Cabinet/ Frame&Door Complete - FX
[7080010600000] 220mm(W) X 175mm(D) X 575mm(H) X 1.2mm - Cabinet For Fire Extinguisher (1,2,3Kg ABC, 2Kg Halotron), Weather Proof, Lockable, Red Colour, Lock & Key, Break Glass, U-Rubber At All Glass, Material: EG |  |  |  | 7080010600000 | 0305470000000 | 0.0100 | coil |  | 1.2.2 EG Cabinet/ Frame&Door Complete - FX
[7080010700000] 220mm(W) X 175mm(D) X 575mm(H) X 1.2mm - Cabinet For Fire Extinguisher (1,2,3Kg ABC, 2Kg Halotron), Weather Proof, Non Lockable,Red Colour, Thumb Latch Knob, U-Rubber At All Glass,,Material: EG |  |  |  | 7080010700000 | 0314770400000 | 1.0000 | nos. |  | 1.2.2 EG Cabinet/ Frame&Door Complete - FX
[7080010700000] 220mm(W) X 175mm(D) X 575mm(H) X 1.2mm - Cabinet For Fire Extinguisher (1,2,3Kg ABC, 2Kg Halotron), Weather Proof, Non Lockable,Red Colour, Thumb Latch Knob, U-Rubber At All Glass,,Material: EG |  |  |  | 7080010700000 | 0304820000000 | 2.0000 | nos. |  | 1.2.2 EG Cabinet/ Frame&Door Complete - FX
[7080010700000] 220mm(W) X 175mm(D) X 575mm(H) X 1.2mm - Cabinet For Fire Extinguisher (1,2,3Kg ABC, 2Kg Halotron), Weather Proof, Non Lockable,Red Colour, Thumb Latch Knob, U-Rubber At All Glass,,Material: EG |  |  |  | 7080010700000 | 0308071800000 | 1.0000 | nos. |  | 1.2.2 EG Cabinet/ Frame&Door Complete - FX
[7080010700000] 220mm(W) X 175mm(D) X 575mm(H) X 1.2mm - Cabinet For Fire Extinguisher (1,2,3Kg ABC, 2Kg Halotron), Weather Proof, Non Lockable,Red Colour, Thumb Latch Knob, U-Rubber At All Glass,,Material: EG |  |  |  | 7080010700000 | 0305470000000 | 0.0100 | coil |  | 1.2.2 EG Cabinet/ Frame&Door Complete - FX
[7080010700000] 220mm(W) X 175mm(D) X 575mm(H) X 1.2mm - Cabinet For Fire Extinguisher (1,2,3Kg ABC, 2Kg Halotron), Weather Proof, Non Lockable,Red Colour, Thumb Latch Knob, U-Rubber At All Glass,,Material: EG |  |  |  | 7080010700000 | 0303090000000 | 2.0000 | nos. |  | 1.2.2 EG Cabinet/ Frame&Door Complete - FX
[7080010700000] 220mm(W) X 175mm(D) X 575mm(H) X 1.2mm - Cabinet For Fire Extinguisher (1,2,3Kg ABC, 2Kg Halotron), Weather Proof, Non Lockable,Red Colour, Thumb Latch Knob, U-Rubber At All Glass,,Material: EG |  |  |  | 7080010700000 | 0303300000000 | 1.0000 | nos. |  | 1.2.2 EG Cabinet/ Frame&Door Complete - FX
[7080010800000] 220Mm(W)X175Mm(D)X575Mm(H)X1.0Mm,Cabinet For Fire Extinguisher ( 1,2,3Kg Abc, 2Kg Halotron), Weather Proof, Lockable,Hairline Finish,,Lock & Key, Break Glass, U-Rubber At All Glass,,Material: Ss316, |  |  |  | 7080010800000 | 0305450000000 | 1.0000 | nos. |  | 1.4.2 SS Cabinet/ Frame&Door Complete - FX
[7080010800000] 220Mm(W)X175Mm(D)X575Mm(H)X1.0Mm,Cabinet For Fire Extinguisher ( 1,2,3Kg Abc, 2Kg Halotron), Weather Proof, Lockable,Hairline Finish,,Lock & Key, Break Glass, U-Rubber At All Glass,,Material: Ss316, |  |  |  | 7080010800000 | 0305470000000 | 0.0100 | coil |  | 1.4.2 SS Cabinet/ Frame&Door Complete - FX
[7080010800000] 220Mm(W)X175Mm(D)X575Mm(H)X1.0Mm,Cabinet For Fire Extinguisher ( 1,2,3Kg Abc, 2Kg Halotron), Weather Proof, Lockable,Hairline Finish,,Lock & Key, Break Glass, U-Rubber At All Glass,,Material: Ss316, |  |  |  | 7080010800000 | 0304810100000 | 1.0000 | nos. |  | 1.4.2 SS Cabinet/ Frame&Door Complete - FX
[7080010800000] 220Mm(W)X175Mm(D)X575Mm(H)X1.0Mm,Cabinet For Fire Extinguisher ( 1,2,3Kg Abc, 2Kg Halotron), Weather Proof, Lockable,Hairline Finish,,Lock & Key, Break Glass, U-Rubber At All Glass,,Material: Ss316, |  |  |  | 7080010800000 | 0304810000000 | 3.0000 | nos. |  | 1.4.2 SS Cabinet/ Frame&Door Complete - FX
[7080010800000] 220Mm(W)X175Mm(D)X575Mm(H)X1.0Mm,Cabinet For Fire Extinguisher ( 1,2,3Kg Abc, 2Kg Halotron), Weather Proof, Lockable,Hairline Finish,,Lock & Key, Break Glass, U-Rubber At All Glass,,Material: Ss316, |  |  |  | 7080010800000 | 0307400000000 | 1.0000 | nos. |  | 1.4.2 SS Cabinet/ Frame&Door Complete - FX
[7080010800000] 220Mm(W)X175Mm(D)X575Mm(H)X1.0Mm,Cabinet For Fire Extinguisher ( 1,2,3Kg Abc, 2Kg Halotron), Weather Proof, Lockable,Hairline Finish,,Lock & Key, Break Glass, U-Rubber At All Glass,,Material: Ss316, |  |  |  | 7080010800000 | 0308071900000 | 1.0000 | nos. |  | 1.4.2 SS Cabinet/ Frame&Door Complete - FX
[7080010800000] 220Mm(W)X175Mm(D)X575Mm(H)X1.0Mm,Cabinet For Fire Extinguisher ( 1,2,3Kg Abc, 2Kg Halotron), Weather Proof, Lockable,Hairline Finish,,Lock & Key, Break Glass, U-Rubber At All Glass,,Material: Ss316, |  |  |  | 7080010800000 | 0304980000000 | 1.0000 | nos. |  | 1.4.2 SS Cabinet/ Frame&Door Complete - FX
[7080010800000] 220Mm(W)X175Mm(D)X575Mm(H)X1.0Mm,Cabinet For Fire Extinguisher ( 1,2,3Kg Abc, 2Kg Halotron), Weather Proof, Lockable,Hairline Finish,,Lock & Key, Break Glass, U-Rubber At All Glass,,Material: Ss316, |  |  |  | 7080010800000 | 0314770400000 | 1.0000 | nos. |  | 1.4.2 SS Cabinet/ Frame&Door Complete - FX
[7080010800000] 220Mm(W)X175Mm(D)X575Mm(H)X1.0Mm,Cabinet For Fire Extinguisher ( 1,2,3Kg Abc, 2Kg Halotron), Weather Proof, Lockable,Hairline Finish,,Lock & Key, Break Glass, U-Rubber At All Glass,,Material: Ss316, |  |  |  | 7080010800000 | 0303090100000 | 4.0000 | nos. |  | 1.4.2 SS Cabinet/ Frame&Door Complete - FX
[7080010900000] 220Mm(W)X175Mm(D)X575Mm(H)X1.0Mm,Cabinet For Fire Extinguisher ( 1,2,3Kg Abc, 2Kg Halotron), Weather Proof, Non Lockable,Hairline Finish,,Thumb Latch Knob,U-Rubber At All Glass,,Material: Ss316, |  |  |  | 7080010900000 | 0304810000000 | 2.0000 | nos. |  | 1.4.2 SS Cabinet/ Frame&Door Complete - FX
[7080010900000] 220Mm(W)X175Mm(D)X575Mm(H)X1.0Mm,Cabinet For Fire Extinguisher ( 1,2,3Kg Abc, 2Kg Halotron), Weather Proof, Non Lockable,Hairline Finish,,Thumb Latch Knob,U-Rubber At All Glass,,Material: Ss316, |  |  |  | 7080010900000 | 0308072000000 | 1.0000 | nos. |  | 1.4.2 SS Cabinet/ Frame&Door Complete - FX
[7080010900000] 220Mm(W)X175Mm(D)X575Mm(H)X1.0Mm,Cabinet For Fire Extinguisher ( 1,2,3Kg Abc, 2Kg Halotron), Weather Proof, Non Lockable,Hairline Finish,,Thumb Latch Knob,U-Rubber At All Glass,,Material: Ss316, |  |  |  | 7080010900000 | 0303300000000 | 1.0000 | nos. |  | 1.4.2 SS Cabinet/ Frame&Door Complete - FX
[7080010900000] 220Mm(W)X175Mm(D)X575Mm(H)X1.0Mm,Cabinet For Fire Extinguisher ( 1,2,3Kg Abc, 2Kg Halotron), Weather Proof, Non Lockable,Hairline Finish,,Thumb Latch Knob,U-Rubber At All Glass,,Material: Ss316, |  |  |  | 7080010900000 | 0305470000000 | 0.0100 | coil |  | 1.4.2 SS Cabinet/ Frame&Door Complete - FX
[7080010900000] 220Mm(W)X175Mm(D)X575Mm(H)X1.0Mm,Cabinet For Fire Extinguisher ( 1,2,3Kg Abc, 2Kg Halotron), Weather Proof, Non Lockable,Hairline Finish,,Thumb Latch Knob,U-Rubber At All Glass,,Material: Ss316, |  |  |  | 7080010900000 | 0314770400000 | 1.0000 | nos. |  | 1.4.2 SS Cabinet/ Frame&Door Complete - FX
[7080010900000] 220Mm(W)X175Mm(D)X575Mm(H)X1.0Mm,Cabinet For Fire Extinguisher ( 1,2,3Kg Abc, 2Kg Halotron), Weather Proof, Non Lockable,Hairline Finish,,Thumb Latch Knob,U-Rubber At All Glass,,Material: Ss316, |  |  |  | 7080010900000 | 0303090100000 | 2.0000 | nos. |  | 1.4.2 SS Cabinet/ Frame&Door Complete - FX
[7080011000000] 220Mm(W)X175Mm(D)X575Mm(H)X1.0Mm,Cabinet For Fire Extinguisher ( 1,2,3Kg Abc, 2Kg Halotron), Weather Proof, Non Lockable,Hairline Finish,,Thumb Latch Knob,U-Rubber At All Glass,,Material: Ss304, |  |  |  | 7080011000000 | 0303300000000 | 1.0000 | nos. |  | 1.4.2 SS Cabinet/ Frame&Door Complete - FX
[7080011000000] 220Mm(W)X175Mm(D)X575Mm(H)X1.0Mm,Cabinet For Fire Extinguisher ( 1,2,3Kg Abc, 2Kg Halotron), Weather Proof, Non Lockable,Hairline Finish,,Thumb Latch Knob,U-Rubber At All Glass,,Material: Ss304, |  |  |  | 7080011000000 | 0304810000000 | 4.0000 | nos. |  | 1.4.2 SS Cabinet/ Frame&Door Complete - FX
[7080011000000] 220Mm(W)X175Mm(D)X575Mm(H)X1.0Mm,Cabinet For Fire Extinguisher ( 1,2,3Kg Abc, 2Kg Halotron), Weather Proof, Non Lockable,Hairline Finish,,Thumb Latch Knob,U-Rubber At All Glass,,Material: Ss304, |  |  |  | 7080011000000 | 0314770400000 | 1.0000 | nos. |  | 1.4.2 SS Cabinet/ Frame&Door Complete - FX
[7080011000000] 220Mm(W)X175Mm(D)X575Mm(H)X1.0Mm,Cabinet For Fire Extinguisher ( 1,2,3Kg Abc, 2Kg Halotron), Weather Proof, Non Lockable,Hairline Finish,,Thumb Latch Knob,U-Rubber At All Glass,,Material: Ss304, |  |  |  | 7080011000000 | 0305470000000 | 0.0100 | coil |  | 1.4.2 SS Cabinet/ Frame&Door Complete - FX
[7080011000000] 220Mm(W)X175Mm(D)X575Mm(H)X1.0Mm,Cabinet For Fire Extinguisher ( 1,2,3Kg Abc, 2Kg Halotron), Weather Proof, Non Lockable,Hairline Finish,,Thumb Latch Knob,U-Rubber At All Glass,,Material: Ss304, |  |  |  | 7080011000000 | 0308118200000 | 1.0000 | nos. |  | 1.4.2 SS Cabinet/ Frame&Door Complete - FX
[7080011100000] 220mm(W) x 175mm(D) x 575mm(H) x 1.0mm, Cabinet For Fire Extinguisher (1,2,3kg ABC/ 2kg Halotron), Weather Proof, Lockable, Hairline Finish, Lock & Key, Break Glass, U-Rubber At All Glass, Material: SS304 |  |  |  | 7080011100000 | 0314770400000 | 1.0000 | nos. |  | 1.4.2 SS Cabinet/ Frame&Door Complete - FX
[7080011100000] 220mm(W) x 175mm(D) x 575mm(H) x 1.0mm, Cabinet For Fire Extinguisher (1,2,3kg ABC/ 2kg Halotron), Weather Proof, Lockable, Hairline Finish, Lock & Key, Break Glass, U-Rubber At All Glass, Material: SS304 |  |  |  | 7080011100000 | 0304810000000 | 3.0000 | nos. |  | 1.4.2 SS Cabinet/ Frame&Door Complete - FX
[7080011100000] 220mm(W) x 175mm(D) x 575mm(H) x 1.0mm, Cabinet For Fire Extinguisher (1,2,3kg ABC/ 2kg Halotron), Weather Proof, Lockable, Hairline Finish, Lock & Key, Break Glass, U-Rubber At All Glass, Material: SS304 |  |  |  | 7080011100000 | 0305450000000 | 1.0000 | nos. |  | 1.4.2 SS Cabinet/ Frame&Door Complete - FX
[7080011100000] 220mm(W) x 175mm(D) x 575mm(H) x 1.0mm, Cabinet For Fire Extinguisher (1,2,3kg ABC/ 2kg Halotron), Weather Proof, Lockable, Hairline Finish, Lock & Key, Break Glass, U-Rubber At All Glass, Material: SS304 |  |  |  | 7080011100000 | 0305470000000 | 0.0100 | coil |  | 1.4.2 SS Cabinet/ Frame&Door Complete - FX
[7080011100000] 220mm(W) x 175mm(D) x 575mm(H) x 1.0mm, Cabinet For Fire Extinguisher (1,2,3kg ABC/ 2kg Halotron), Weather Proof, Lockable, Hairline Finish, Lock & Key, Break Glass, U-Rubber At All Glass, Material: SS304 |  |  |  | 7080011100000 | 0308118300000 | 1.0000 | nos. |  | 1.4.2 SS Cabinet/ Frame&Door Complete - FX
[7080011100000] 220mm(W) x 175mm(D) x 575mm(H) x 1.0mm, Cabinet For Fire Extinguisher (1,2,3kg ABC/ 2kg Halotron), Weather Proof, Lockable, Hairline Finish, Lock & Key, Break Glass, U-Rubber At All Glass, Material: SS304 |  |  |  | 7080011100000 | 0304980000000 | 1.0000 | nos. |  | 1.4.2 SS Cabinet/ Frame&Door Complete - FX
[7080011100000] 220mm(W) x 175mm(D) x 575mm(H) x 1.0mm, Cabinet For Fire Extinguisher (1,2,3kg ABC/ 2kg Halotron), Weather Proof, Lockable, Hairline Finish, Lock & Key, Break Glass, U-Rubber At All Glass, Material: SS304 |  |  |  | 7080011100000 | 0303090100000 | 4.0000 | nos. |  | 1.4.2 SS Cabinet/ Frame&Door Complete - FX
[7080011100000] 220mm(W) x 175mm(D) x 575mm(H) x 1.0mm, Cabinet For Fire Extinguisher (1,2,3kg ABC/ 2kg Halotron), Weather Proof, Lockable, Hairline Finish, Lock & Key, Break Glass, U-Rubber At All Glass, Material: SS304 |  |  |  | 7080011100000 | 0304810100000 | 1.0000 | nos. |  | 1.4.2 SS Cabinet/ Frame&Door Complete - FX
[7080011100000] 220mm(W) x 175mm(D) x 575mm(H) x 1.0mm, Cabinet For Fire Extinguisher (1,2,3kg ABC/ 2kg Halotron), Weather Proof, Lockable, Hairline Finish, Lock & Key, Break Glass, U-Rubber At All Glass, Material: SS304 |  |  |  | 7080011100000 | 0307400000000 | 1.0000 | nos. |  | 1.4.2 SS Cabinet/ Frame&Door Complete - FX
[7080020000000] Cabinet For Fire Extinguisher (4kg ABC/4kg Hal/2kg CO2)), Red Colour, Non Weather Proof, Lockable with Lock & Key, Viewing Glass, Break Glass, 260mm(L) x 200mm(D) x 540mm(H) x 1.2mm, Material : EG |  |  |  | 7080020000000 | 0304820100000 | 1.0000 | nos. |  | 1.2.2 EG Cabinet/ Frame&Door Complete - FX
[7080020000000] Cabinet For Fire Extinguisher (4kg ABC/4kg Hal/2kg CO2)), Red Colour, Non Weather Proof, Lockable with Lock & Key, Viewing Glass, Break Glass, 260mm(L) x 200mm(D) x 540mm(H) x 1.2mm, Material : EG |  |  |  | 7080020000000 | 0304820000000 | 3.0000 | nos. |  | 1.2.2 EG Cabinet/ Frame&Door Complete - FX
[7080020000000] Cabinet For Fire Extinguisher (4kg ABC/4kg Hal/2kg CO2)), Red Colour, Non Weather Proof, Lockable with Lock & Key, Viewing Glass, Break Glass, 260mm(L) x 200mm(D) x 540mm(H) x 1.2mm, Material : EG |  |  |  | 7080020000000 | 0307950100000 | 1.0000 | nos. |  | 1.2.2 EG Cabinet/ Frame&Door Complete - FX
[7080020000000] Cabinet For Fire Extinguisher (4kg ABC/4kg Hal/2kg CO2)), Red Colour, Non Weather Proof, Lockable with Lock & Key, Viewing Glass, Break Glass, 260mm(L) x 200mm(D) x 540mm(H) x 1.2mm, Material : EG |  |  |  | 7080020000000 | 0304980000000 | 1.0000 | nos. |  | 1.2.2 EG Cabinet/ Frame&Door Complete - FX
[7080020000000] Cabinet For Fire Extinguisher (4kg ABC/4kg Hal/2kg CO2)), Red Colour, Non Weather Proof, Lockable with Lock & Key, Viewing Glass, Break Glass, 260mm(L) x 200mm(D) x 540mm(H) x 1.2mm, Material : EG |  |  |  | 7080020000000 | 0304960000000 | 1.0000 | nos. |  | 1.2.2 EG Cabinet/ Frame&Door Complete - FX
[7080020000000] Cabinet For Fire Extinguisher (4kg ABC/4kg Hal/2kg CO2)), Red Colour, Non Weather Proof, Lockable with Lock & Key, Viewing Glass, Break Glass, 260mm(L) x 200mm(D) x 540mm(H) x 1.2mm, Material : EG |  |  |  | 7080020000000 | 0307400000000 | 1.0000 | nos. |  | 1.2.2 EG Cabinet/ Frame&Door Complete - FX
[7080020000000] Cabinet For Fire Extinguisher (4kg ABC/4kg Hal/2kg CO2)), Red Colour, Non Weather Proof, Lockable with Lock & Key, Viewing Glass, Break Glass, 260mm(L) x 200mm(D) x 540mm(H) x 1.2mm, Material : EG |  |  |  | 7080020000000 | 0303090000000 | 4.0000 | nos. |  | 1.2.2 EG Cabinet/ Frame&Door Complete - FX
[7080020000001] 260mm(L) x 200mm(D) x 540mm(H) x 1.0mm - Cabinet For Fire Extinguisher (4kg ABC/4kg Hal/2kg CO2), Suitable for In-Door, Non Weather Proof, Lockable, Hairline Finish, Lock & Key, Viewing Glass, Break Glass, Material : SS304 |  |  |  | 7080020000001 | 0304980000000 | 1.0000 | nos. |  | 1.2.2 EG Cabinet/ Frame&Door Complete - FX
[7080020000001] 260mm(L) x 200mm(D) x 540mm(H) x 1.0mm - Cabinet For Fire Extinguisher (4kg ABC/4kg Hal/2kg CO2), Suitable for In-Door, Non Weather Proof, Lockable, Hairline Finish, Lock & Key, Viewing Glass, Break Glass, Material : SS304 |  |  |  | 7080020000001 | 0304810000000 | 3.0000 | nos. |  | 1.2.2 EG Cabinet/ Frame&Door Complete - FX
[7080020000001] 260mm(L) x 200mm(D) x 540mm(H) x 1.0mm - Cabinet For Fire Extinguisher (4kg ABC/4kg Hal/2kg CO2), Suitable for In-Door, Non Weather Proof, Lockable, Hairline Finish, Lock & Key, Viewing Glass, Break Glass, Material : SS304 |  |  |  | 7080020000001 | 0307952600000 | 1.0000 | nos. |  | 1.2.2 EG Cabinet/ Frame&Door Complete - FX
[7080020000001] 260mm(L) x 200mm(D) x 540mm(H) x 1.0mm - Cabinet For Fire Extinguisher (4kg ABC/4kg Hal/2kg CO2), Suitable for In-Door, Non Weather Proof, Lockable, Hairline Finish, Lock & Key, Viewing Glass, Break Glass, Material : SS304 |  |  |  | 7080020000001 | 0303090100000 | 4.0000 | nos. |  | 1.2.2 EG Cabinet/ Frame&Door Complete - FX
[7080020000001] 260mm(L) x 200mm(D) x 540mm(H) x 1.0mm - Cabinet For Fire Extinguisher (4kg ABC/4kg Hal/2kg CO2), Suitable for In-Door, Non Weather Proof, Lockable, Hairline Finish, Lock & Key, Viewing Glass, Break Glass, Material : SS304 |  |  |  | 7080020000001 | 0304810100000 | 1.0000 | nos. |  | 1.2.2 EG Cabinet/ Frame&Door Complete - FX
[7080020000001] 260mm(L) x 200mm(D) x 540mm(H) x 1.0mm - Cabinet For Fire Extinguisher (4kg ABC/4kg Hal/2kg CO2), Suitable for In-Door, Non Weather Proof, Lockable, Hairline Finish, Lock & Key, Viewing Glass, Break Glass, Material : SS304 |  |  |  | 7080020000001 | 0304960000000 | 1.0000 | nos. |  | 1.2.2 EG Cabinet/ Frame&Door Complete - FX
[7080020000001] 260mm(L) x 200mm(D) x 540mm(H) x 1.0mm - Cabinet For Fire Extinguisher (4kg ABC/4kg Hal/2kg CO2), Suitable for In-Door, Non Weather Proof, Lockable, Hairline Finish, Lock & Key, Viewing Glass, Break Glass, Material : SS304 |  |  |  | 7080020000001 | 0307400000000 | 1.0000 | nos. |  | 1.2.2 EG Cabinet/ Frame&Door Complete - FX
[7080020000002] 260mm(L) x 200mm(D) x 540mm(H) x 1.0mm - Cabinet For Fire Extinguisher (4kg ABC/Hal/2kg CO2), Suitable for In-Door, Non Weather Proof, Lockable, Hairline Finish, Lock & Key, Viewing Glass, Break Glass, Material: SS316 |  |  |  | 7080020000002 | 0303090100000 | 4.0000 | nos. |  | 1.2.2 EG Cabinet/ Frame&Door Complete - FX
[7080020000002] 260mm(L) x 200mm(D) x 540mm(H) x 1.0mm - Cabinet For Fire Extinguisher (4kg ABC/Hal/2kg CO2), Suitable for In-Door, Non Weather Proof, Lockable, Hairline Finish, Lock & Key, Viewing Glass, Break Glass, Material: SS316 |  |  |  | 7080020000002 | 0304810000000 | 3.0000 | nos. |  | 1.2.2 EG Cabinet/ Frame&Door Complete - FX
[7080020000002] 260mm(L) x 200mm(D) x 540mm(H) x 1.0mm - Cabinet For Fire Extinguisher (4kg ABC/Hal/2kg CO2), Suitable for In-Door, Non Weather Proof, Lockable, Hairline Finish, Lock & Key, Viewing Glass, Break Glass, Material: SS316 |  |  |  | 7080020000002 | 0304980000000 | 1.0000 | nos. |  | 1.2.2 EG Cabinet/ Frame&Door Complete - FX
[7080020000002] 260mm(L) x 200mm(D) x 540mm(H) x 1.0mm - Cabinet For Fire Extinguisher (4kg ABC/Hal/2kg CO2), Suitable for In-Door, Non Weather Proof, Lockable, Hairline Finish, Lock & Key, Viewing Glass, Break Glass, Material: SS316 |  |  |  | 7080020000002 | 0304960000000 | 1.0000 | nos. |  | 1.2.2 EG Cabinet/ Frame&Door Complete - FX
[7080020000002] 260mm(L) x 200mm(D) x 540mm(H) x 1.0mm - Cabinet For Fire Extinguisher (4kg ABC/Hal/2kg CO2), Suitable for In-Door, Non Weather Proof, Lockable, Hairline Finish, Lock & Key, Viewing Glass, Break Glass, Material: SS316 |  |  |  | 7080020000002 | 0304810100000 | 1.0000 | nos. |  | 1.2.2 EG Cabinet/ Frame&Door Complete - FX
[7080020000002] 260mm(L) x 200mm(D) x 540mm(H) x 1.0mm - Cabinet For Fire Extinguisher (4kg ABC/Hal/2kg CO2), Suitable for In-Door, Non Weather Proof, Lockable, Hairline Finish, Lock & Key, Viewing Glass, Break Glass, Material: SS316 |  |  |  | 7080020000002 | 0307400000000 | 1.0000 | nos. |  | 1.2.2 EG Cabinet/ Frame&Door Complete - FX
[7080020000002] 260mm(L) x 200mm(D) x 540mm(H) x 1.0mm - Cabinet For Fire Extinguisher (4kg ABC/Hal/2kg CO2), Suitable for In-Door, Non Weather Proof, Lockable, Hairline Finish, Lock & Key, Viewing Glass, Break Glass, Material: SS316 |  |  |  | 7080020000002 | 0307952800000 | 1.0000 | nos. |  | 1.2.2 EG Cabinet/ Frame&Door Complete - FX
[7080020100000] Cabinet For Fire Extinguisher (4kg ABC/4kg Hal/2kg CO2), Red Colour, Non Weather Proof, Non-Lockable with Thumb Latch Knob, Viewing Glass, 260mm(L) x 200mm(D) x 540mm(H) x 1.2mm, Material : EG |  |  |  | 7080020100000 | 0303090000000 | 2.0000 | nos. |  | 1.2.2 EG Cabinet/ Frame&Door Complete - FX
[7080020100000] Cabinet For Fire Extinguisher (4kg ABC/4kg Hal/2kg CO2), Red Colour, Non Weather Proof, Non-Lockable with Thumb Latch Knob, Viewing Glass, 260mm(L) x 200mm(D) x 540mm(H) x 1.2mm, Material : EG |  |  |  | 7080020100000 | 0304820000000 | 2.0000 | nos. |  | 1.2.2 EG Cabinet/ Frame&Door Complete - FX
[7080020100000] Cabinet For Fire Extinguisher (4kg ABC/4kg Hal/2kg CO2), Red Colour, Non Weather Proof, Non-Lockable with Thumb Latch Knob, Viewing Glass, 260mm(L) x 200mm(D) x 540mm(H) x 1.2mm, Material : EG |  |  |  | 7080020100000 | 0307950300000 | 1.0000 | nos. |  | 1.2.2 EG Cabinet/ Frame&Door Complete - FX
[7080020100000] Cabinet For Fire Extinguisher (4kg ABC/4kg Hal/2kg CO2), Red Colour, Non Weather Proof, Non-Lockable with Thumb Latch Knob, Viewing Glass, 260mm(L) x 200mm(D) x 540mm(H) x 1.2mm, Material : EG |  |  |  | 7080020100000 | 0304960000000 | 1.0000 | nos. |  | 1.2.2 EG Cabinet/ Frame&Door Complete - FX
[7080020100000] Cabinet For Fire Extinguisher (4kg ABC/4kg Hal/2kg CO2), Red Colour, Non Weather Proof, Non-Lockable with Thumb Latch Knob, Viewing Glass, 260mm(L) x 200mm(D) x 540mm(H) x 1.2mm, Material : EG |  |  |  | 7080020100000 | 0303300000000 | 1.0000 | nos. |  | 1.2.2 EG Cabinet/ Frame&Door Complete - FX
[7080020100001] 260mm(L) x 200mm(D) x 540mm(H) x 1.0mm, Cabinet For Fire Extinguisher (4kg ABC, 4kg Halotron, 2kg CO2), Suitable for In-Door, Non Weather-Proof, Non Lockable, Hairline Finish, Thumb Latch Knob, Viewing Glass, Material : SS304 |  |  |  | 7080020100001 | 0303300000000 | 1.0000 | nos. |  | 1.2.2 EG Cabinet/ Frame&Door Complete - FX
[7080020100001] 260mm(L) x 200mm(D) x 540mm(H) x 1.0mm, Cabinet For Fire Extinguisher (4kg ABC, 4kg Halotron, 2kg CO2), Suitable for In-Door, Non Weather-Proof, Non Lockable, Hairline Finish, Thumb Latch Knob, Viewing Glass, Material : SS304 |  |  |  | 7080020100001 | 0304810000000 | 4.0000 | nos. |  | 1.2.2 EG Cabinet/ Frame&Door Complete - FX
[7080020100001] 260mm(L) x 200mm(D) x 540mm(H) x 1.0mm, Cabinet For Fire Extinguisher (4kg ABC, 4kg Halotron, 2kg CO2), Suitable for In-Door, Non Weather-Proof, Non Lockable, Hairline Finish, Thumb Latch Knob, Viewing Glass, Material : SS304 |  |  |  | 7080020100001 | 0304960000000 | 1.0000 | nos. |  | 1.2.2 EG Cabinet/ Frame&Door Complete - FX
[7080020100001] 260mm(L) x 200mm(D) x 540mm(H) x 1.0mm, Cabinet For Fire Extinguisher (4kg ABC, 4kg Halotron, 2kg CO2), Suitable for In-Door, Non Weather-Proof, Non Lockable, Hairline Finish, Thumb Latch Knob, Viewing Glass, Material : SS304 |  |  |  | 7080020100001 | 0307952700000 | 1.0000 | nos. |  | 1.2.2 EG Cabinet/ Frame&Door Complete - FX
[7080020100002] 260mm(L) x 200mm(D) x 540mm(H) x 1.0mm - Cabinet For Fire Extinguisher (4kg ABC/Hal/2kg CO2), Suitable for In-Door, Non Weather Proof, Non Lockable, Hairline Finish, Thumb Latch Knob, Viewing Glass, Material: SS316 |  |  |  | 7080020100002 | 0303090100000 | 2.0000 | nos. |  | 1.2.2 EG Cabinet/ Frame&Door Complete - FX
[7080020100002] 260mm(L) x 200mm(D) x 540mm(H) x 1.0mm - Cabinet For Fire Extinguisher (4kg ABC/Hal/2kg CO2), Suitable for In-Door, Non Weather Proof, Non Lockable, Hairline Finish, Thumb Latch Knob, Viewing Glass, Material: SS316 |  |  |  | 7080020100002 | 0303300000000 | 1.0000 | nos. |  | 1.2.2 EG Cabinet/ Frame&Door Complete - FX
[7080020100002] 260mm(L) x 200mm(D) x 540mm(H) x 1.0mm - Cabinet For Fire Extinguisher (4kg ABC/Hal/2kg CO2), Suitable for In-Door, Non Weather Proof, Non Lockable, Hairline Finish, Thumb Latch Knob, Viewing Glass, Material: SS316 |  |  |  | 7080020100002 | 0304810000000 | 2.0000 | nos. |  | 1.2.2 EG Cabinet/ Frame&Door Complete - FX
[7080020100002] 260mm(L) x 200mm(D) x 540mm(H) x 1.0mm - Cabinet For Fire Extinguisher (4kg ABC/Hal/2kg CO2), Suitable for In-Door, Non Weather Proof, Non Lockable, Hairline Finish, Thumb Latch Knob, Viewing Glass, Material: SS316 |  |  |  | 7080020100002 | 0304960000000 | 1.0000 | nos. |  | 1.2.2 EG Cabinet/ Frame&Door Complete - FX
[7080020100002] 260mm(L) x 200mm(D) x 540mm(H) x 1.0mm - Cabinet For Fire Extinguisher (4kg ABC/Hal/2kg CO2), Suitable for In-Door, Non Weather Proof, Non Lockable, Hairline Finish, Thumb Latch Knob, Viewing Glass, Material: SS316 |  |  |  | 7080020100002 | 0307952900000 | 1.0000 | nos. |  | 1.2.2 EG Cabinet/ Frame&Door Complete - FX
[7080020118001] 260mm(L)X540mm(H)X200mm(D)X1.2mm,Material: EG,4kgs FX Cabinet,Wall Mounted,Non Weatherproof,Non Lockable,Finishing: White Colour,Thumb Latch Knob,Viewing Glass,Standard Wording in Red Colour |  |  |  | 7080020118001 | 0304820000000 | 2.0000 | nos. |  | 1.2.2 EG Cabinet/ Frame&Door Complete - FX
[7080020118001] 260mm(L)X540mm(H)X200mm(D)X1.2mm,Material: EG,4kgs FX Cabinet,Wall Mounted,Non Weatherproof,Non Lockable,Finishing: White Colour,Thumb Latch Knob,Viewing Glass,Standard Wording in Red Colour |  |  |  | 7080020118001 | 0307950318001 | 1.0000 | nos. |  | 1.2.2 EG Cabinet/ Frame&Door Complete - FX
[7080020118001] 260mm(L)X540mm(H)X200mm(D)X1.2mm,Material: EG,4kgs FX Cabinet,Wall Mounted,Non Weatherproof,Non Lockable,Finishing: White Colour,Thumb Latch Knob,Viewing Glass,Standard Wording in Red Colour |  |  |  | 7080020118001 | 0304960000000 | 1.0000 | nos. |  | 1.2.2 EG Cabinet/ Frame&Door Complete - FX
[7080020118001] 260mm(L)X540mm(H)X200mm(D)X1.2mm,Material: EG,4kgs FX Cabinet,Wall Mounted,Non Weatherproof,Non Lockable,Finishing: White Colour,Thumb Latch Knob,Viewing Glass,Standard Wording in Red Colour |  |  |  | 7080020118001 | 0303090000000 | 2.0000 | nos. |  | 1.2.2 EG Cabinet/ Frame&Door Complete - FX
[7080020118001] 260mm(L)X540mm(H)X200mm(D)X1.2mm,Material: EG,4kgs FX Cabinet,Wall Mounted,Non Weatherproof,Non Lockable,Finishing: White Colour,Thumb Latch Knob,Viewing Glass,Standard Wording in Red Colour |  |  |  | 7080020118001 | 0303300000000 | 1.0000 | nos. |  | 1.2.2 EG Cabinet/ Frame&Door Complete - FX
[7080020124001] 260mm(L) x 200mm(D) x 540mm(H) x 30mm(Frame) x 1.2mm, Material: Eg Plate, 4kgs ABC Dry Powder Fire Extinguisher Recess Mounted Cabinet, Marine Paint, RAL 9018 Papyrus White, C/w Plastic Thumb Latch Knob, Viewing Glass, Standard Wording In Red Colour |  |  |  | 7080020124001 | 0303300000000 | 1.0000 | nos. |  | 1.2.2 EG Cabinet/ Frame&Door Complete - FX
[7080020124001] 260mm(L) x 200mm(D) x 540mm(H) x 30mm(Frame) x 1.2mm, Material: Eg Plate, 4kgs ABC Dry Powder Fire Extinguisher Recess Mounted Cabinet, Marine Paint, RAL 9018 Papyrus White, C/w Plastic Thumb Latch Knob, Viewing Glass, Standard Wording In Red Colour |  |  |  | 7080020124001 | 0303090000000 | 2.0000 | nos. |  | 1.2.2 EG Cabinet/ Frame&Door Complete - FX
[7080020124001] 260mm(L) x 200mm(D) x 540mm(H) x 30mm(Frame) x 1.2mm, Material: Eg Plate, 4kgs ABC Dry Powder Fire Extinguisher Recess Mounted Cabinet, Marine Paint, RAL 9018 Papyrus White, C/w Plastic Thumb Latch Knob, Viewing Glass, Standard Wording In Red Colour |  |  |  | 7080020124001 | 0304960000000 | 1.0000 | nos. |  | 1.2.2 EG Cabinet/ Frame&Door Complete - FX
[7080020124001] 260mm(L) x 200mm(D) x 540mm(H) x 30mm(Frame) x 1.2mm, Material: Eg Plate, 4kgs ABC Dry Powder Fire Extinguisher Recess Mounted Cabinet, Marine Paint, RAL 9018 Papyrus White, C/w Plastic Thumb Latch Knob, Viewing Glass, Standard Wording In Red Colour |  |  |  | 7080020124001 | 0304820000000 | 2.0000 | nos. |  | 1.2.2 EG Cabinet/ Frame&Door Complete - FX
[7080020124001] 260mm(L) x 200mm(D) x 540mm(H) x 30mm(Frame) x 1.2mm, Material: Eg Plate, 4kgs ABC Dry Powder Fire Extinguisher Recess Mounted Cabinet, Marine Paint, RAL 9018 Papyrus White, C/w Plastic Thumb Latch Knob, Viewing Glass, Standard Wording In Red Colour |  |  |  | 7080020124001 | 0307950324001 | 1.0000 | nos. |  | 1.2.2 EG Cabinet/ Frame&Door Complete - FX
[7080020124002] 260mm(L) x 200mm(D) x 540mm(H) x 30mm(Frame) x 1.2mm, Material: Eg Plate, 4kgs ABC Dry Powder Fire Extinguisher Recess Mounted Cabinet, Marine Paint RAL 9004 Signal Black, C/w Plastic Thumb Latch Knob, Viewing Glass, Standard Wording In White Colour |  |  |  | 7080020124002 | 0303090000000 | 2.0000 | nos. |  | 1.2.2 EG Cabinet/ Frame&Door Complete - FX
[7080020124002] 260mm(L) x 200mm(D) x 540mm(H) x 30mm(Frame) x 1.2mm, Material: Eg Plate, 4kgs ABC Dry Powder Fire Extinguisher Recess Mounted Cabinet, Marine Paint RAL 9004 Signal Black, C/w Plastic Thumb Latch Knob, Viewing Glass, Standard Wording In White Colour |  |  |  | 7080020124002 | 0307950324002 | 1.0000 | nos. |  | 1.2.2 EG Cabinet/ Frame&Door Complete - FX
[7080020124002] 260mm(L) x 200mm(D) x 540mm(H) x 30mm(Frame) x 1.2mm, Material: Eg Plate, 4kgs ABC Dry Powder Fire Extinguisher Recess Mounted Cabinet, Marine Paint RAL 9004 Signal Black, C/w Plastic Thumb Latch Knob, Viewing Glass, Standard Wording In White Colour |  |  |  | 7080020124002 | 0304820000000 | 2.0000 | nos. |  | 1.2.2 EG Cabinet/ Frame&Door Complete - FX
[7080020124002] 260mm(L) x 200mm(D) x 540mm(H) x 30mm(Frame) x 1.2mm, Material: Eg Plate, 4kgs ABC Dry Powder Fire Extinguisher Recess Mounted Cabinet, Marine Paint RAL 9004 Signal Black, C/w Plastic Thumb Latch Knob, Viewing Glass, Standard Wording In White Colour |  |  |  | 7080020124002 | 0304960000000 | 1.0000 | nos. |  | 1.2.2 EG Cabinet/ Frame&Door Complete - FX
[7080020124002] 260mm(L) x 200mm(D) x 540mm(H) x 30mm(Frame) x 1.2mm, Material: Eg Plate, 4kgs ABC Dry Powder Fire Extinguisher Recess Mounted Cabinet, Marine Paint RAL 9004 Signal Black, C/w Plastic Thumb Latch Knob, Viewing Glass, Standard Wording In White Colour |  |  |  | 7080020124002 | 0303300000000 | 1.0000 | nos. |  | 1.2.2 EG Cabinet/ Frame&Door Complete - FX
[7080020124003] 260mm(L)X540mm(H)X200mm(D)X30mm(F)X1.2mm, Material: EG Plate, 4kgs FX Cabinet, Recess Mounted, Non Weatherproof, Non Lockable,Finishing: White Colour(As Per Lingjack Standard White Colour), Thumb Latch Knob, Viewing Glass, Standard Wording in Red Colour |  |  |  | 7080020124003 | 0303090000000 | 2.0000 | nos. |  | 1.2.2 EG Cabinet/ Frame&Door Complete - FX
[7080020124003] 260mm(L)X540mm(H)X200mm(D)X30mm(F)X1.2mm, Material: EG Plate, 4kgs FX Cabinet, Recess Mounted, Non Weatherproof, Non Lockable,Finishing: White Colour(As Per Lingjack Standard White Colour), Thumb Latch Knob, Viewing Glass, Standard Wording in Red Colour |  |  |  | 7080020124003 | 0307950324003 | 1.0000 | nos. |  | 1.2.2 EG Cabinet/ Frame&Door Complete - FX
[7080020124003] 260mm(L)X540mm(H)X200mm(D)X30mm(F)X1.2mm, Material: EG Plate, 4kgs FX Cabinet, Recess Mounted, Non Weatherproof, Non Lockable,Finishing: White Colour(As Per Lingjack Standard White Colour), Thumb Latch Knob, Viewing Glass, Standard Wording in Red Colour |  |  |  | 7080020124003 | 0304820000000 | 2.0000 | nos. |  | 1.2.2 EG Cabinet/ Frame&Door Complete - FX
[7080020124003] 260mm(L)X540mm(H)X200mm(D)X30mm(F)X1.2mm, Material: EG Plate, 4kgs FX Cabinet, Recess Mounted, Non Weatherproof, Non Lockable,Finishing: White Colour(As Per Lingjack Standard White Colour), Thumb Latch Knob, Viewing Glass, Standard Wording in Red Colour |  |  |  | 7080020124003 | 0304960000000 | 1.0000 | nos. |  | 1.2.2 EG Cabinet/ Frame&Door Complete - FX
[7080020124003] 260mm(L)X540mm(H)X200mm(D)X30mm(F)X1.2mm, Material: EG Plate, 4kgs FX Cabinet, Recess Mounted, Non Weatherproof, Non Lockable,Finishing: White Colour(As Per Lingjack Standard White Colour), Thumb Latch Knob, Viewing Glass, Standard Wording in Red Colour |  |  |  | 7080020124003 | 0303300000000 | 1.0000 | nos. |  | 1.2.2 EG Cabinet/ Frame&Door Complete - FX
[7080020200000] 260mm(L) x 200mm(D) x 540mm(H) x 1.0mm - Cabinet For Fire Extinguisher (4kg ABC/4kg Hal/2kg CO2), Non Weather Proof, Lockable, Hairline Finish, Lock & Key, Viewing Glass, Break Glass, Material : SS304 |  |  |  | 7080020200000 | 0304980000000 | 1.0000 | nos. |  | 1.4.2 SS Cabinet/ Frame&Door Complete - FX
[7080020200000] 260mm(L) x 200mm(D) x 540mm(H) x 1.0mm - Cabinet For Fire Extinguisher (4kg ABC/4kg Hal/2kg CO2), Non Weather Proof, Lockable, Hairline Finish, Lock & Key, Viewing Glass, Break Glass, Material : SS304 |  |  |  | 7080020200000 | 0304960000000 | 1.0000 | nos. |  | 1.4.2 SS Cabinet/ Frame&Door Complete - FX
[7080020200000] 260mm(L) x 200mm(D) x 540mm(H) x 1.0mm - Cabinet For Fire Extinguisher (4kg ABC/4kg Hal/2kg CO2), Non Weather Proof, Lockable, Hairline Finish, Lock & Key, Viewing Glass, Break Glass, Material : SS304 |  |  |  | 7080020200000 | 0303090100000 | 4.0000 | nos. |  | 1.4.2 SS Cabinet/ Frame&Door Complete - FX
[7080020200000] 260mm(L) x 200mm(D) x 540mm(H) x 1.0mm - Cabinet For Fire Extinguisher (4kg ABC/4kg Hal/2kg CO2), Non Weather Proof, Lockable, Hairline Finish, Lock & Key, Viewing Glass, Break Glass, Material : SS304 |  |  |  | 7080020200000 | 0304810000000 | 3.0000 | nos. |  | 1.4.2 SS Cabinet/ Frame&Door Complete - FX
[7080020200000] 260mm(L) x 200mm(D) x 540mm(H) x 1.0mm - Cabinet For Fire Extinguisher (4kg ABC/4kg Hal/2kg CO2), Non Weather Proof, Lockable, Hairline Finish, Lock & Key, Viewing Glass, Break Glass, Material : SS304 |  |  |  | 7080020200000 | 0307400000000 | 1.0000 | nos. |  | 1.4.2 SS Cabinet/ Frame&Door Complete - FX
[7080020200000] 260mm(L) x 200mm(D) x 540mm(H) x 1.0mm - Cabinet For Fire Extinguisher (4kg ABC/4kg Hal/2kg CO2), Non Weather Proof, Lockable, Hairline Finish, Lock & Key, Viewing Glass, Break Glass, Material : SS304 |  |  |  | 7080020200000 | 0307950700000 | 1.0000 | nos. |  | 1.4.2 SS Cabinet/ Frame&Door Complete - FX
[7080020200000] 260mm(L) x 200mm(D) x 540mm(H) x 1.0mm - Cabinet For Fire Extinguisher (4kg ABC/4kg Hal/2kg CO2), Non Weather Proof, Lockable, Hairline Finish, Lock & Key, Viewing Glass, Break Glass, Material : SS304 |  |  |  | 7080020200000 | 0304810100000 | 1.0000 | nos. |  | 1.4.2 SS Cabinet/ Frame&Door Complete - FX
[7080020224001] 260mm(W)X200Mm(D)X540mm(H)X30mm(Frame)x1.0mm,Recess Cabinet For Fire Extinguisher ( 4Kg Abc, 4Kg Halotron, 2Kg Co2), Non Weather Proof, Lockable, Hairline Finish,Lock & Key , Material : SS304 |  |  |  | 7080020224001 | 0304960000000 | 1.0000 | nos.
[7080020224001] 260mm(W)X200Mm(D)X540mm(H)X30mm(Frame)x1.0mm,Recess Cabinet For Fire Extinguisher ( 4Kg Abc, 4Kg Halotron, 2Kg Co2), Non Weather Proof, Lockable, Hairline Finish,Lock & Key , Material : SS304 |  |  |  | 7080020224001 | 0304810100000 | 1.0000 | nos.
[7080020224001] 260mm(W)X200Mm(D)X540mm(H)X30mm(Frame)x1.0mm,Recess Cabinet For Fire Extinguisher ( 4Kg Abc, 4Kg Halotron, 2Kg Co2), Non Weather Proof, Lockable, Hairline Finish,Lock & Key , Material : SS304 |  |  |  | 7080020224001 | 0303090100000 | 4.0000 | nos.
[7080020224001] 260mm(W)X200Mm(D)X540mm(H)X30mm(Frame)x1.0mm,Recess Cabinet For Fire Extinguisher ( 4Kg Abc, 4Kg Halotron, 2Kg Co2), Non Weather Proof, Lockable, Hairline Finish,Lock & Key , Material : SS304 |  |  |  | 7080020224001 | 0307400000000 | 1.0000 | nos.
[7080020224001] 260mm(W)X200Mm(D)X540mm(H)X30mm(Frame)x1.0mm,Recess Cabinet For Fire Extinguisher ( 4Kg Abc, 4Kg Halotron, 2Kg Co2), Non Weather Proof, Lockable, Hairline Finish,Lock & Key , Material : SS304 |  |  |  | 7080020224001 | 0304980000000 | 1.0000 | nos.
[7080020224001] 260mm(W)X200Mm(D)X540mm(H)X30mm(Frame)x1.0mm,Recess Cabinet For Fire Extinguisher ( 4Kg Abc, 4Kg Halotron, 2Kg Co2), Non Weather Proof, Lockable, Hairline Finish,Lock & Key , Material : SS304 |  |  |  | 7080020224001 | 0304810000000 | 3.0000 | nos.
[7080020224001] 260mm(W)X200Mm(D)X540mm(H)X30mm(Frame)x1.0mm,Recess Cabinet For Fire Extinguisher ( 4Kg Abc, 4Kg Halotron, 2Kg Co2), Non Weather Proof, Lockable, Hairline Finish,Lock & Key , Material : SS304 |  |  |  | 7080020224001 | 0307950724001 | 1.0000 | nos.
[7080020300000] 260mm(L) x 200mm(D) x 540mm(H) x 1.0mm, Cabinet For Fire Extinguisher (4kg ABC, 4kg Halotron, 2kg CO2), Non Weather-Proof, Non Lockable, Hairline Finish, Thumb Latch Knob, Viewing Glass, Material : SS304 |  |  |  | 7080020300000 | 0307950900000 | 1.0000 | nos. |  | 1.4.2 SS Cabinet/ Frame&Door Complete - FX
[7080020300000] 260mm(L) x 200mm(D) x 540mm(H) x 1.0mm, Cabinet For Fire Extinguisher (4kg ABC, 4kg Halotron, 2kg CO2), Non Weather-Proof, Non Lockable, Hairline Finish, Thumb Latch Knob, Viewing Glass, Material : SS304 |  |  |  | 7080020300000 | 0304960000000 | 1.0000 | nos. |  | 1.4.2 SS Cabinet/ Frame&Door Complete - FX
[7080020300000] 260mm(L) x 200mm(D) x 540mm(H) x 1.0mm, Cabinet For Fire Extinguisher (4kg ABC, 4kg Halotron, 2kg CO2), Non Weather-Proof, Non Lockable, Hairline Finish, Thumb Latch Knob, Viewing Glass, Material : SS304 |  |  |  | 7080020300000 | 0304810000000 | 4.0000 | nos. |  | 1.4.2 SS Cabinet/ Frame&Door Complete - FX
[7080020300000] 260mm(L) x 200mm(D) x 540mm(H) x 1.0mm, Cabinet For Fire Extinguisher (4kg ABC, 4kg Halotron, 2kg CO2), Non Weather-Proof, Non Lockable, Hairline Finish, Thumb Latch Knob, Viewing Glass, Material : SS304 |  |  |  | 7080020300000 | 0303300000000 | 1.0000 | nos. |  | 1.4.2 SS Cabinet/ Frame&Door Complete - FX
[7080020318001] 260mm(W) x 540mm(H) x 200mm(D) x 1.0mm, Material: Ss304, 4kgs Fire Extinguisher Cabinet, Wall Mounted, Non Weather Proof, Non Lockable, Hairline Finishing, C/w Push Lock, Viewing Glass, Standard Wording In Red Colour, |  |  |  | 7080020318001 | 0304960000000 | 1.0000 | nos. |  | 1.4.2 SS Cabinet/ Frame&Door Complete - FX
[7080020318001] 260mm(W) x 540mm(H) x 200mm(D) x 1.0mm, Material: Ss304, 4kgs Fire Extinguisher Cabinet, Wall Mounted, Non Weather Proof, Non Lockable, Hairline Finishing, C/w Push Lock, Viewing Glass, Standard Wording In Red Colour, |  |  |  | 7080020318001 | 0303090100000 | 2.0000 | nos. |  | 1.4.2 SS Cabinet/ Frame&Door Complete - FX
[7080020318001] 260mm(W) x 540mm(H) x 200mm(D) x 1.0mm, Material: Ss304, 4kgs Fire Extinguisher Cabinet, Wall Mounted, Non Weather Proof, Non Lockable, Hairline Finishing, C/w Push Lock, Viewing Glass, Standard Wording In Red Colour, |  |  |  | 7080020318001 | 0304810000000 | 2.0000 | nos. |  | 1.4.2 SS Cabinet/ Frame&Door Complete - FX
[7080020318001] 260mm(W) x 540mm(H) x 200mm(D) x 1.0mm, Material: Ss304, 4kgs Fire Extinguisher Cabinet, Wall Mounted, Non Weather Proof, Non Lockable, Hairline Finishing, C/w Push Lock, Viewing Glass, Standard Wording In Red Colour, |  |  |  | 7080020318001 | 0311260000000 | 1.0000 | nos. |  | 1.4.2 SS Cabinet/ Frame&Door Complete - FX
[7080020318001] 260mm(W) x 540mm(H) x 200mm(D) x 1.0mm, Material: Ss304, 4kgs Fire Extinguisher Cabinet, Wall Mounted, Non Weather Proof, Non Lockable, Hairline Finishing, C/w Push Lock, Viewing Glass, Standard Wording In Red Colour, |  |  |  | 7080020318001 | 0307950923001 | 1.0000 | nos. |  | 1.4.2 SS Cabinet/ Frame&Door Complete - FX
[7080020325001] 260Mm(L)X200Mm(D)X540Mm(H)X1.6Mm,Cabinet For Fire Extinguisher ( 4Kg Abc, 4Kg Halotron, 2Kg Co2), Non Weather Proof, Non Lockable,Hairline Finish,,Thumb Latch Knob, Viewing Glass,,Material : Ss304, |  |  |  | 7080020325001 | 0303090100000 | 2.0000 | nos.
[7080020325001] 260Mm(L)X200Mm(D)X540Mm(H)X1.6Mm,Cabinet For Fire Extinguisher ( 4Kg Abc, 4Kg Halotron, 2Kg Co2), Non Weather Proof, Non Lockable,Hairline Finish,,Thumb Latch Knob, Viewing Glass,,Material : Ss304, |  |  |  | 7080020325001 | 0307950925001 | 1.0000 | nos.
[7080020325001] 260Mm(L)X200Mm(D)X540Mm(H)X1.6Mm,Cabinet For Fire Extinguisher ( 4Kg Abc, 4Kg Halotron, 2Kg Co2), Non Weather Proof, Non Lockable,Hairline Finish,,Thumb Latch Knob, Viewing Glass,,Material : Ss304, |  |  |  | 7080020325001 | 0304960000000 | 1.0000 | nos.
[7080020325001] 260Mm(L)X200Mm(D)X540Mm(H)X1.6Mm,Cabinet For Fire Extinguisher ( 4Kg Abc, 4Kg Halotron, 2Kg Co2), Non Weather Proof, Non Lockable,Hairline Finish,,Thumb Latch Knob, Viewing Glass,,Material : Ss304, |  |  |  | 7080020325001 | 0304810000000 | 2.0000 | nos.
[7080020325001] 260Mm(L)X200Mm(D)X540Mm(H)X1.6Mm,Cabinet For Fire Extinguisher ( 4Kg Abc, 4Kg Halotron, 2Kg Co2), Non Weather Proof, Non Lockable,Hairline Finish,,Thumb Latch Knob, Viewing Glass,,Material : Ss304, |  |  |  | 7080020325001 | 0303300000000 | 1.0000 | nos.
[7080020400000] 260mm(L) x 200mm(D) x 540mm(H) x 1.0mm - Cabinet For Fire Extinguisher (4kg ABC/Hal/2kg CO2), Non Weather Proof, Lockable, Hairline Finish, Lock & Key, Viewing Glass, Break Glass, Material: SS316 |  |  |  | 7080020400000 | 0304980000000 | 1.0000 | nos. |  | 1.4.2 SS Cabinet/ Frame&Door Complete - FX
[7080020400000] 260mm(L) x 200mm(D) x 540mm(H) x 1.0mm - Cabinet For Fire Extinguisher (4kg ABC/Hal/2kg CO2), Non Weather Proof, Lockable, Hairline Finish, Lock & Key, Viewing Glass, Break Glass, Material: SS316 |  |  |  | 7080020400000 | 0307951200000 | 1.0000 | nos. |  | 1.4.2 SS Cabinet/ Frame&Door Complete - FX
[7080020400000] 260mm(L) x 200mm(D) x 540mm(H) x 1.0mm - Cabinet For Fire Extinguisher (4kg ABC/Hal/2kg CO2), Non Weather Proof, Lockable, Hairline Finish, Lock & Key, Viewing Glass, Break Glass, Material: SS316 |  |  |  | 7080020400000 | 0304960000000 | 1.0000 | nos. |  | 1.4.2 SS Cabinet/ Frame&Door Complete - FX
[7080020400000] 260mm(L) x 200mm(D) x 540mm(H) x 1.0mm - Cabinet For Fire Extinguisher (4kg ABC/Hal/2kg CO2), Non Weather Proof, Lockable, Hairline Finish, Lock & Key, Viewing Glass, Break Glass, Material: SS316 |  |  |  | 7080020400000 | 0304810100000 | 1.0000 | nos. |  | 1.4.2 SS Cabinet/ Frame&Door Complete - FX
[7080020400000] 260mm(L) x 200mm(D) x 540mm(H) x 1.0mm - Cabinet For Fire Extinguisher (4kg ABC/Hal/2kg CO2), Non Weather Proof, Lockable, Hairline Finish, Lock & Key, Viewing Glass, Break Glass, Material: SS316 |  |  |  | 7080020400000 | 0304810000000 | 3.0000 | nos. |  | 1.4.2 SS Cabinet/ Frame&Door Complete - FX
[7080020400000] 260mm(L) x 200mm(D) x 540mm(H) x 1.0mm - Cabinet For Fire Extinguisher (4kg ABC/Hal/2kg CO2), Non Weather Proof, Lockable, Hairline Finish, Lock & Key, Viewing Glass, Break Glass, Material: SS316 |  |  |  | 7080020400000 | 0303090100000 | 4.0000 | nos. |  | 1.4.2 SS Cabinet/ Frame&Door Complete - FX
[7080020400000] 260mm(L) x 200mm(D) x 540mm(H) x 1.0mm - Cabinet For Fire Extinguisher (4kg ABC/Hal/2kg CO2), Non Weather Proof, Lockable, Hairline Finish, Lock & Key, Viewing Glass, Break Glass, Material: SS316 |  |  |  | 7080020400000 | 0307400000000 | 1.0000 | nos. |  | 1.4.2 SS Cabinet/ Frame&Door Complete - FX
[7080020423001] 260mm(L) x 200mm(D) x 540mm(H) x 1.0mm - Cabinet For Fire Extinguisher (4kg ABC/Hal/2kg CO2), Non Weather Proof, Lockable, Hairline Finish, Lock & Key, With Recess Type Handle , Viewing Glass, Break Glass, Material: SS316 |  |  |  | 7080020423001 | 0304810100000 | 1.0000 | nos. |  | 1.4.2 SS Cabinet/ Frame&Door Complete - FX
[7080020423001] 260mm(L) x 200mm(D) x 540mm(H) x 1.0mm - Cabinet For Fire Extinguisher (4kg ABC/Hal/2kg CO2), Non Weather Proof, Lockable, Hairline Finish, Lock & Key, With Recess Type Handle , Viewing Glass, Break Glass, Material: SS316 |  |  |  | 7080020423001 | 0307951223001 | 1.0000 | nos. |  | 1.4.2 SS Cabinet/ Frame&Door Complete - FX
[7080020423001] 260mm(L) x 200mm(D) x 540mm(H) x 1.0mm - Cabinet For Fire Extinguisher (4kg ABC/Hal/2kg CO2), Non Weather Proof, Lockable, Hairline Finish, Lock & Key, With Recess Type Handle , Viewing Glass, Break Glass, Material: SS316 |  |  |  | 7080020423001 | 0307400000000 | 1.0000 | nos. |  | 1.4.2 SS Cabinet/ Frame&Door Complete - FX
[7080020423001] 260mm(L) x 200mm(D) x 540mm(H) x 1.0mm - Cabinet For Fire Extinguisher (4kg ABC/Hal/2kg CO2), Non Weather Proof, Lockable, Hairline Finish, Lock & Key, With Recess Type Handle , Viewing Glass, Break Glass, Material: SS316 |  |  |  | 7080020423001 | 0304980000000 | 1.0000 | nos. |  | 1.4.2 SS Cabinet/ Frame&Door Complete - FX
[7080020423001] 260mm(L) x 200mm(D) x 540mm(H) x 1.0mm - Cabinet For Fire Extinguisher (4kg ABC/Hal/2kg CO2), Non Weather Proof, Lockable, Hairline Finish, Lock & Key, With Recess Type Handle , Viewing Glass, Break Glass, Material: SS316 |  |  |  | 7080020423001 | 0312490100000 | 1.0000 | nos. |  | 1.4.2 SS Cabinet/ Frame&Door Complete - FX
[7080020423001] 260mm(L) x 200mm(D) x 540mm(H) x 1.0mm - Cabinet For Fire Extinguisher (4kg ABC/Hal/2kg CO2), Non Weather Proof, Lockable, Hairline Finish, Lock & Key, With Recess Type Handle , Viewing Glass, Break Glass, Material: SS316 |  |  |  | 7080020423001 | 0314770400000 | 1.0000 | nos. |  | 1.4.2 SS Cabinet/ Frame&Door Complete - FX
[7080020423001] 260mm(L) x 200mm(D) x 540mm(H) x 1.0mm - Cabinet For Fire Extinguisher (4kg ABC/Hal/2kg CO2), Non Weather Proof, Lockable, Hairline Finish, Lock & Key, With Recess Type Handle , Viewing Glass, Break Glass, Material: SS316 |  |  |  | 7080020423001 | 0304810000000 | 3.0000 | nos. |  | 1.4.2 SS Cabinet/ Frame&Door Complete - FX
[7080020423001] 260mm(L) x 200mm(D) x 540mm(H) x 1.0mm - Cabinet For Fire Extinguisher (4kg ABC/Hal/2kg CO2), Non Weather Proof, Lockable, Hairline Finish, Lock & Key, With Recess Type Handle , Viewing Glass, Break Glass, Material: SS316 |  |  |  | 7080020423001 | 0303090100000 | 4.0000 | nos. |  | 1.4.2 SS Cabinet/ Frame&Door Complete - FX
[7080020423002] 260mm(L) x 200mm(D) x 540mm(H) x 1.0mm - Cabinet For Fire Extinguisher (4kg ABC/Hal/2kg CO2), Floor Mounted, Non Weather Proof, Non Lockable, Hairline Finish, Lock & Key, With Recess Type Handle , Viewing Glass, Material: SS316 With Base Plate Height 460mm |  |  |  | 7080020423002 | 0304810100000 | 1.0000 | nos. |  | 1.4.2 SS Cabinet/ Frame&Door Complete - FX
[7080020423002] 260mm(L) x 200mm(D) x 540mm(H) x 1.0mm - Cabinet For Fire Extinguisher (4kg ABC/Hal/2kg CO2), Floor Mounted, Non Weather Proof, Non Lockable, Hairline Finish, Lock & Key, With Recess Type Handle , Viewing Glass, Material: SS316 With Base Plate Height 460mm |  |  |  | 7080020423002 | 0307951223002 | 1.0000 | nos. |  | 1.4.2 SS Cabinet/ Frame&Door Complete - FX
[7080020423002] 260mm(L) x 200mm(D) x 540mm(H) x 1.0mm - Cabinet For Fire Extinguisher (4kg ABC/Hal/2kg CO2), Floor Mounted, Non Weather Proof, Non Lockable, Hairline Finish, Lock & Key, With Recess Type Handle , Viewing Glass, Material: SS316 With Base Plate Height 460mm |  |  |  | 7080020423002 | 0312490100000 | 1.0000 | nos. |  | 1.4.2 SS Cabinet/ Frame&Door Complete - FX
[7080020423002] 260mm(L) x 200mm(D) x 540mm(H) x 1.0mm - Cabinet For Fire Extinguisher (4kg ABC/Hal/2kg CO2), Floor Mounted, Non Weather Proof, Non Lockable, Hairline Finish, Lock & Key, With Recess Type Handle , Viewing Glass, Material: SS316 With Base Plate Height 460mm |  |  |  | 7080020423002 | 0307400000000 | 1.0000 | nos. |  | 1.4.2 SS Cabinet/ Frame&Door Complete - FX
[7080020423002] 260mm(L) x 200mm(D) x 540mm(H) x 1.0mm - Cabinet For Fire Extinguisher (4kg ABC/Hal/2kg CO2), Floor Mounted, Non Weather Proof, Non Lockable, Hairline Finish, Lock & Key, With Recess Type Handle , Viewing Glass, Material: SS316 With Base Plate Height 460mm |  |  |  | 7080020423002 | 0303090100000 | 4.0000 | nos. |  | 1.4.2 SS Cabinet/ Frame&Door Complete - FX
[7080020423002] 260mm(L) x 200mm(D) x 540mm(H) x 1.0mm - Cabinet For Fire Extinguisher (4kg ABC/Hal/2kg CO2), Floor Mounted, Non Weather Proof, Non Lockable, Hairline Finish, Lock & Key, With Recess Type Handle , Viewing Glass, Material: SS316 With Base Plate Height 460mm |  |  |  | 7080020423002 | 0304810000000 | 3.0000 | nos. |  | 1.4.2 SS Cabinet/ Frame&Door Complete - FX
[7080020423002] 260mm(L) x 200mm(D) x 540mm(H) x 1.0mm - Cabinet For Fire Extinguisher (4kg ABC/Hal/2kg CO2), Floor Mounted, Non Weather Proof, Non Lockable, Hairline Finish, Lock & Key, With Recess Type Handle , Viewing Glass, Material: SS316 With Base Plate Height 460mm |  |  |  | 7080020423002 | 0304980000000 | 1.0000 | nos. |  | 1.4.2 SS Cabinet/ Frame&Door Complete - FX
[7080020423002] 260mm(L) x 200mm(D) x 540mm(H) x 1.0mm - Cabinet For Fire Extinguisher (4kg ABC/Hal/2kg CO2), Floor Mounted, Non Weather Proof, Non Lockable, Hairline Finish, Lock & Key, With Recess Type Handle , Viewing Glass, Material: SS316 With Base Plate Height 460mm |  |  |  | 7080020423002 | 0314770400000 | 1.0000 | nos. |  | 1.4.2 SS Cabinet/ Frame&Door Complete - FX
[7080020500000] 260mm(L) x 200mm(D) x 540mm(H) x 1.0mm - Cabinet For Fire Extinguisher (4kg ABC/Hal/2kg CO2), Non Weather Proof, Non Lockable, Hairline Finish, Thumb Latch Knob, Viewing Glass, Material: SS316 |  |  |  | 7080020500000 | 0304810000000 | 2.0000 | nos. |  | 1.4.2 SS Cabinet/ Frame&Door Complete - FX
[7080020500000] 260mm(L) x 200mm(D) x 540mm(H) x 1.0mm - Cabinet For Fire Extinguisher (4kg ABC/Hal/2kg CO2), Non Weather Proof, Non Lockable, Hairline Finish, Thumb Latch Knob, Viewing Glass, Material: SS316 |  |  |  | 7080020500000 | 0307951400000 | 1.0000 | nos. |  | 1.4.2 SS Cabinet/ Frame&Door Complete - FX
[7080020500000] 260mm(L) x 200mm(D) x 540mm(H) x 1.0mm - Cabinet For Fire Extinguisher (4kg ABC/Hal/2kg CO2), Non Weather Proof, Non Lockable, Hairline Finish, Thumb Latch Knob, Viewing Glass, Material: SS316 |  |  |  | 7080020500000 | 0304960000000 | 1.0000 | nos. |  | 1.4.2 SS Cabinet/ Frame&Door Complete - FX
[7080020500000] 260mm(L) x 200mm(D) x 540mm(H) x 1.0mm - Cabinet For Fire Extinguisher (4kg ABC/Hal/2kg CO2), Non Weather Proof, Non Lockable, Hairline Finish, Thumb Latch Knob, Viewing Glass, Material: SS316 |  |  |  | 7080020500000 | 0303300000000 | 1.0000 | nos. |  | 1.4.2 SS Cabinet/ Frame&Door Complete - FX
[7080020500000] 260mm(L) x 200mm(D) x 540mm(H) x 1.0mm - Cabinet For Fire Extinguisher (4kg ABC/Hal/2kg CO2), Non Weather Proof, Non Lockable, Hairline Finish, Thumb Latch Knob, Viewing Glass, Material: SS316 |  |  |  | 7080020500000 | 0303090100000 | 2.0000 | nos. |  | 1.4.2 SS Cabinet/ Frame&Door Complete - FX
[7080020523001] 260mm(L) x 200mm(D) x 540mm(H) x 1.0mm - Cabinet For Fire Extinguisher (4kg ABC/Hal/2kg CO2), Floor Mounted, Non Weather Proof, Non Lockable, Hairline Finish, Thumb Latch Knob, Viewing Glass, Material: SS316 |  |  |  | 7080020523001 | 0304810000000 | 2.0000 | nos.
[7080020523001] 260mm(L) x 200mm(D) x 540mm(H) x 1.0mm - Cabinet For Fire Extinguisher (4kg ABC/Hal/2kg CO2), Floor Mounted, Non Weather Proof, Non Lockable, Hairline Finish, Thumb Latch Knob, Viewing Glass, Material: SS316 |  |  |  | 7080020523001 | 0303300000000 | 1.0000 | nos.
[7080020523001] 260mm(L) x 200mm(D) x 540mm(H) x 1.0mm - Cabinet For Fire Extinguisher (4kg ABC/Hal/2kg CO2), Floor Mounted, Non Weather Proof, Non Lockable, Hairline Finish, Thumb Latch Knob, Viewing Glass, Material: SS316 |  |  |  | 7080020523001 | 0307951423001 | 1.0000 | nos.
[7080020523001] 260mm(L) x 200mm(D) x 540mm(H) x 1.0mm - Cabinet For Fire Extinguisher (4kg ABC/Hal/2kg CO2), Floor Mounted, Non Weather Proof, Non Lockable, Hairline Finish, Thumb Latch Knob, Viewing Glass, Material: SS316 |  |  |  | 7080020523001 | 0304960000000 | 1.0000 | nos.
[7080020523001] 260mm(L) x 200mm(D) x 540mm(H) x 1.0mm - Cabinet For Fire Extinguisher (4kg ABC/Hal/2kg CO2), Floor Mounted, Non Weather Proof, Non Lockable, Hairline Finish, Thumb Latch Knob, Viewing Glass, Material: SS316 |  |  |  | 7080020523001 | 0303090100000 | 2.0000 | nos.
[7080020523002] 260mm(L) x 200mm(D) x 540mm(H) x 1.0mm - Cabinet For Fire Extinguisher (4kg ABC/Hal/2kg CO2), Non Weather Proof, Non Lockable, Non Mounting Holes, Hairline Finish, Thumb Latch Knob, Viewing Glass, Material: SS316 |  |  |  | 7080020523002 | 0304810000000 | 2.0000 | nos. |  | 1.4 Cabinet Complete Assembly - Stainless Steel Material
[7080020523002] 260mm(L) x 200mm(D) x 540mm(H) x 1.0mm - Cabinet For Fire Extinguisher (4kg ABC/Hal/2kg CO2), Non Weather Proof, Non Lockable, Non Mounting Holes, Hairline Finish, Thumb Latch Knob, Viewing Glass, Material: SS316 |  |  |  | 7080020523002 | 0307951423002 | 1.0000 | nos. |  | 1.4 Cabinet Complete Assembly - Stainless Steel Material
[7080020523002] 260mm(L) x 200mm(D) x 540mm(H) x 1.0mm - Cabinet For Fire Extinguisher (4kg ABC/Hal/2kg CO2), Non Weather Proof, Non Lockable, Non Mounting Holes, Hairline Finish, Thumb Latch Knob, Viewing Glass, Material: SS316 |  |  |  | 7080020523002 | 0303300000000 | 1.0000 | nos. |  | 1.4 Cabinet Complete Assembly - Stainless Steel Material
[7080020523002] 260mm(L) x 200mm(D) x 540mm(H) x 1.0mm - Cabinet For Fire Extinguisher (4kg ABC/Hal/2kg CO2), Non Weather Proof, Non Lockable, Non Mounting Holes, Hairline Finish, Thumb Latch Knob, Viewing Glass, Material: SS316 |  |  |  | 7080020523002 | 0304960000000 | 1.0000 | nos. |  | 1.4 Cabinet Complete Assembly - Stainless Steel Material
[7080020523002] 260mm(L) x 200mm(D) x 540mm(H) x 1.0mm - Cabinet For Fire Extinguisher (4kg ABC/Hal/2kg CO2), Non Weather Proof, Non Lockable, Non Mounting Holes, Hairline Finish, Thumb Latch Knob, Viewing Glass, Material: SS316 |  |  |  | 7080020523002 | 0303090100000 | 2.0000 | nos. |  | 1.4 Cabinet Complete Assembly - Stainless Steel Material
[7080020900000] 260mm(L) X 200mm(D) X 610mm(H) X 1.2mm - Cabinet For Fire Extinguisher ( 4Kg ABC, 4Kg Halotron, 2Kg CO2), Weather Proof, Lockable,Red Colour, Lock & Key, Break Glass, U-Rubber At All Glass,,Material: EG |  |  |  | 7080020900000 | 0304820000000 | 3.0000 | nos. |  | 1.2.2 EG Cabinet/ Frame&Door Complete - FX
[7080020900000] 260mm(L) X 200mm(D) X 610mm(H) X 1.2mm - Cabinet For Fire Extinguisher ( 4Kg ABC, 4Kg Halotron, 2Kg CO2), Weather Proof, Lockable,Red Colour, Lock & Key, Break Glass, U-Rubber At All Glass,,Material: EG |  |  |  | 7080020900000 | 0304980000000 | 1.0000 | nos. |  | 1.2.2 EG Cabinet/ Frame&Door Complete - FX
[7080020900000] 260mm(L) X 200mm(D) X 610mm(H) X 1.2mm - Cabinet For Fire Extinguisher ( 4Kg ABC, 4Kg Halotron, 2Kg CO2), Weather Proof, Lockable,Red Colour, Lock & Key, Break Glass, U-Rubber At All Glass,,Material: EG |  |  |  | 7080020900000 | 0307400000000 | 1.0000 | nos. |  | 1.2.2 EG Cabinet/ Frame&Door Complete - FX
[7080020900000] 260mm(L) X 200mm(D) X 610mm(H) X 1.2mm - Cabinet For Fire Extinguisher ( 4Kg ABC, 4Kg Halotron, 2Kg CO2), Weather Proof, Lockable,Red Colour, Lock & Key, Break Glass, U-Rubber At All Glass,,Material: EG |  |  |  | 7080020900000 | 0304960000000 | 1.0000 | nos. |  | 1.2.2 EG Cabinet/ Frame&Door Complete - FX
[7080020900000] 260mm(L) X 200mm(D) X 610mm(H) X 1.2mm - Cabinet For Fire Extinguisher ( 4Kg ABC, 4Kg Halotron, 2Kg CO2), Weather Proof, Lockable,Red Colour, Lock & Key, Break Glass, U-Rubber At All Glass,,Material: EG |  |  |  | 7080020900000 | 0305470000000 | 0.0100 | coil |  | 1.2.2 EG Cabinet/ Frame&Door Complete - FX
[7080020900000] 260mm(L) X 200mm(D) X 610mm(H) X 1.2mm - Cabinet For Fire Extinguisher ( 4Kg ABC, 4Kg Halotron, 2Kg CO2), Weather Proof, Lockable,Red Colour, Lock & Key, Break Glass, U-Rubber At All Glass,,Material: EG |  |  |  | 7080020900000 | 0308072100000 | 1.0000 | nos. |  | 1.2.2 EG Cabinet/ Frame&Door Complete - FX
[7080020900000] 260mm(L) X 200mm(D) X 610mm(H) X 1.2mm - Cabinet For Fire Extinguisher ( 4Kg ABC, 4Kg Halotron, 2Kg CO2), Weather Proof, Lockable,Red Colour, Lock & Key, Break Glass, U-Rubber At All Glass,,Material: EG |  |  |  | 7080020900000 | 0303090000000 | 4.0000 | nos. |  | 1.2.2 EG Cabinet/ Frame&Door Complete - FX
[7080020900000] 260mm(L) X 200mm(D) X 610mm(H) X 1.2mm - Cabinet For Fire Extinguisher ( 4Kg ABC, 4Kg Halotron, 2Kg CO2), Weather Proof, Lockable,Red Colour, Lock & Key, Break Glass, U-Rubber At All Glass,,Material: EG |  |  |  | 7080020900000 | 0305450000000 | 1.0000 | nos. |  | 1.2.2 EG Cabinet/ Frame&Door Complete - FX
[7080020900000] 260mm(L) X 200mm(D) X 610mm(H) X 1.2mm - Cabinet For Fire Extinguisher ( 4Kg ABC, 4Kg Halotron, 2Kg CO2), Weather Proof, Lockable,Red Colour, Lock & Key, Break Glass, U-Rubber At All Glass,,Material: EG |  |  |  | 7080020900000 | 0304820100000 | 1.0000 | nos. |  | 1.2.2 EG Cabinet/ Frame&Door Complete - FX
[7080020925001] 260Mm(L)X200Mm(D)X610Mm(H)X1.2Mm,Cabinet For Fire Extinguisher ( 4Kg Abc, 4Kg Halotron, 2Kg Co2),Weather Proof,Lockable,Red Colour,Lock & Key,Break Glass,U-Rubber At All Glass,Self Standing 4 Legs 400mm with Dia 12mm Mounting Holes,Material: Eg |  |  |  | 7080020925001 | 0305470000000 | 0.0100 | coil |  | 1.2.2 EG Cabinet/ Frame&Door Complete - FX
[7080020925001] 260Mm(L)X200Mm(D)X610Mm(H)X1.2Mm,Cabinet For Fire Extinguisher ( 4Kg Abc, 4Kg Halotron, 2Kg Co2),Weather Proof,Lockable,Red Colour,Lock & Key,Break Glass,U-Rubber At All Glass,Self Standing 4 Legs 400mm with Dia 12mm Mounting Holes,Material: Eg |  |  |  | 7080020925001 | 0303090000000 | 4.0000 | nos. |  | 1.2.2 EG Cabinet/ Frame&Door Complete - FX
[7080020925001] 260Mm(L)X200Mm(D)X610Mm(H)X1.2Mm,Cabinet For Fire Extinguisher ( 4Kg Abc, 4Kg Halotron, 2Kg Co2),Weather Proof,Lockable,Red Colour,Lock & Key,Break Glass,U-Rubber At All Glass,Self Standing 4 Legs 400mm with Dia 12mm Mounting Holes,Material: Eg |  |  |  | 7080020925001 | 0304820100000 | 1.0000 | nos. |  | 1.2.2 EG Cabinet/ Frame&Door Complete - FX
[7080020925001] 260Mm(L)X200Mm(D)X610Mm(H)X1.2Mm,Cabinet For Fire Extinguisher ( 4Kg Abc, 4Kg Halotron, 2Kg Co2),Weather Proof,Lockable,Red Colour,Lock & Key,Break Glass,U-Rubber At All Glass,Self Standing 4 Legs 400mm with Dia 12mm Mounting Holes,Material: Eg |  |  |  | 7080020925001 | 0304960000000 | 1.0000 | nos. |  | 1.2.2 EG Cabinet/ Frame&Door Complete - FX
[7080020925001] 260Mm(L)X200Mm(D)X610Mm(H)X1.2Mm,Cabinet For Fire Extinguisher ( 4Kg Abc, 4Kg Halotron, 2Kg Co2),Weather Proof,Lockable,Red Colour,Lock & Key,Break Glass,U-Rubber At All Glass,Self Standing 4 Legs 400mm with Dia 12mm Mounting Holes,Material: Eg |  |  |  | 7080020925001 | 0305450000000 | 1.0000 | nos. |  | 1.2.2 EG Cabinet/ Frame&Door Complete - FX
[7080020925001] 260Mm(L)X200Mm(D)X610Mm(H)X1.2Mm,Cabinet For Fire Extinguisher ( 4Kg Abc, 4Kg Halotron, 2Kg Co2),Weather Proof,Lockable,Red Colour,Lock & Key,Break Glass,U-Rubber At All Glass,Self Standing 4 Legs 400mm with Dia 12mm Mounting Holes,Material: Eg |  |  |  | 7080020925001 | 0304820000000 | 3.0000 | nos. |  | 1.2.2 EG Cabinet/ Frame&Door Complete - FX
[7080020925001] 260Mm(L)X200Mm(D)X610Mm(H)X1.2Mm,Cabinet For Fire Extinguisher ( 4Kg Abc, 4Kg Halotron, 2Kg Co2),Weather Proof,Lockable,Red Colour,Lock & Key,Break Glass,U-Rubber At All Glass,Self Standing 4 Legs 400mm with Dia 12mm Mounting Holes,Material: Eg |  |  |  | 7080020925001 | 0304980000000 | 1.0000 | nos. |  | 1.2.2 EG Cabinet/ Frame&Door Complete - FX
[7080020925001] 260Mm(L)X200Mm(D)X610Mm(H)X1.2Mm,Cabinet For Fire Extinguisher ( 4Kg Abc, 4Kg Halotron, 2Kg Co2),Weather Proof,Lockable,Red Colour,Lock & Key,Break Glass,U-Rubber At All Glass,Self Standing 4 Legs 400mm with Dia 12mm Mounting Holes,Material: Eg |  |  |  | 7080020925001 | 0307400000000 | 1.0000 | nos. |  | 1.2.2 EG Cabinet/ Frame&Door Complete - FX
[7080020925001] 260Mm(L)X200Mm(D)X610Mm(H)X1.2Mm,Cabinet For Fire Extinguisher ( 4Kg Abc, 4Kg Halotron, 2Kg Co2),Weather Proof,Lockable,Red Colour,Lock & Key,Break Glass,U-Rubber At All Glass,Self Standing 4 Legs 400mm with Dia 12mm Mounting Holes,Material: Eg |  |  |  | 7080020925001 | 0308072125001 | 1.0000 | nos. |  | 1.2.2 EG Cabinet/ Frame&Door Complete - FX
[7080021000000] 260mm(L) X 200mm(D) X 610mm(H) X 1.2mm - Cabinet For Fire Extinguisher ( 4Kg ABC, 4Kg Halotron, 2Kg CO2), Weather Proof, Non Lockable, Red Colour, Thumb Latch Knob,U-Rubber At All Glass, Material: EG |  |  |  | 7080021000000 | 0303300000000 | 1.0000 | nos. |  | 1.2.2 EG Cabinet/ Frame&Door Complete - FX
[7080021000000] 260mm(L) X 200mm(D) X 610mm(H) X 1.2mm - Cabinet For Fire Extinguisher ( 4Kg ABC, 4Kg Halotron, 2Kg CO2), Weather Proof, Non Lockable, Red Colour, Thumb Latch Knob,U-Rubber At All Glass, Material: EG |  |  |  | 7080021000000 | 0304960000000 | 1.0000 | nos. |  | 1.2.2 EG Cabinet/ Frame&Door Complete - FX
[7080021000000] 260mm(L) X 200mm(D) X 610mm(H) X 1.2mm - Cabinet For Fire Extinguisher ( 4Kg ABC, 4Kg Halotron, 2Kg CO2), Weather Proof, Non Lockable, Red Colour, Thumb Latch Knob,U-Rubber At All Glass, Material: EG |  |  |  | 7080021000000 | 0308072200000 | 1.0000 | nos. |  | 1.2.2 EG Cabinet/ Frame&Door Complete - FX
[7080021000000] 260mm(L) X 200mm(D) X 610mm(H) X 1.2mm - Cabinet For Fire Extinguisher ( 4Kg ABC, 4Kg Halotron, 2Kg CO2), Weather Proof, Non Lockable, Red Colour, Thumb Latch Knob,U-Rubber At All Glass, Material: EG |  |  |  | 7080021000000 | 0303090000000 | 2.0000 | nos. |  | 1.2.2 EG Cabinet/ Frame&Door Complete - FX
[7080021000000] 260mm(L) X 200mm(D) X 610mm(H) X 1.2mm - Cabinet For Fire Extinguisher ( 4Kg ABC, 4Kg Halotron, 2Kg CO2), Weather Proof, Non Lockable, Red Colour, Thumb Latch Knob,U-Rubber At All Glass, Material: EG |  |  |  | 7080021000000 | 0304820000000 | 2.0000 | nos. |  | 1.2.2 EG Cabinet/ Frame&Door Complete - FX
[7080021000000] 260mm(L) X 200mm(D) X 610mm(H) X 1.2mm - Cabinet For Fire Extinguisher ( 4Kg ABC, 4Kg Halotron, 2Kg CO2), Weather Proof, Non Lockable, Red Colour, Thumb Latch Knob,U-Rubber At All Glass, Material: EG |  |  |  | 7080021000000 | 0305470000000 | 0.0100 | coil |  | 1.2.2 EG Cabinet/ Frame&Door Complete - FX
[7080021100000] 260Mm(L)X200Mm(D)X610Mm(H)X1.0Mm,Cabinet For Fire Extinguisher ( 4Kg Abc, 4Kg Halotron, 2Kg Co2), Weather Proof, Lockable,Hairline Finish,,Lock & Key, Break Glass, U-Rubber At All Glass,,Material: Ss316, |  |  |  | 7080021100000 | 0303090100000 | 4.0000 | nos. |  | 1.4.2 SS Cabinet/ Frame&Door Complete - FX
[7080021100000] 260Mm(L)X200Mm(D)X610Mm(H)X1.0Mm,Cabinet For Fire Extinguisher ( 4Kg Abc, 4Kg Halotron, 2Kg Co2), Weather Proof, Lockable,Hairline Finish,,Lock & Key, Break Glass, U-Rubber At All Glass,,Material: Ss316, |  |  |  | 7080021100000 | 0304960000000 | 1.0000 | nos. |  | 1.4.2 SS Cabinet/ Frame&Door Complete - FX
[7080021100000] 260Mm(L)X200Mm(D)X610Mm(H)X1.0Mm,Cabinet For Fire Extinguisher ( 4Kg Abc, 4Kg Halotron, 2Kg Co2), Weather Proof, Lockable,Hairline Finish,,Lock & Key, Break Glass, U-Rubber At All Glass,,Material: Ss316, |  |  |  | 7080021100000 | 0307400000000 | 1.0000 | nos. |  | 1.4.2 SS Cabinet/ Frame&Door Complete - FX
[7080021100000] 260Mm(L)X200Mm(D)X610Mm(H)X1.0Mm,Cabinet For Fire Extinguisher ( 4Kg Abc, 4Kg Halotron, 2Kg Co2), Weather Proof, Lockable,Hairline Finish,,Lock & Key, Break Glass, U-Rubber At All Glass,,Material: Ss316, |  |  |  | 7080021100000 | 0304810000000 | 3.0000 | nos. |  | 1.4.2 SS Cabinet/ Frame&Door Complete - FX
[7080021100000] 260Mm(L)X200Mm(D)X610Mm(H)X1.0Mm,Cabinet For Fire Extinguisher ( 4Kg Abc, 4Kg Halotron, 2Kg Co2), Weather Proof, Lockable,Hairline Finish,,Lock & Key, Break Glass, U-Rubber At All Glass,,Material: Ss316, |  |  |  | 7080021100000 | 0305450000000 | 1.0000 | nos. |  | 1.4.2 SS Cabinet/ Frame&Door Complete - FX
[7080021100000] 260Mm(L)X200Mm(D)X610Mm(H)X1.0Mm,Cabinet For Fire Extinguisher ( 4Kg Abc, 4Kg Halotron, 2Kg Co2), Weather Proof, Lockable,Hairline Finish,,Lock & Key, Break Glass, U-Rubber At All Glass,,Material: Ss316, |  |  |  | 7080021100000 | 0305470000000 | 0.0100 | coil |  | 1.4.2 SS Cabinet/ Frame&Door Complete - FX
[7080021100000] 260Mm(L)X200Mm(D)X610Mm(H)X1.0Mm,Cabinet For Fire Extinguisher ( 4Kg Abc, 4Kg Halotron, 2Kg Co2), Weather Proof, Lockable,Hairline Finish,,Lock & Key, Break Glass, U-Rubber At All Glass,,Material: Ss316, |  |  |  | 7080021100000 | 0308072300000 | 1.0000 | nos. |  | 1.4.2 SS Cabinet/ Frame&Door Complete - FX
[7080021100000] 260Mm(L)X200Mm(D)X610Mm(H)X1.0Mm,Cabinet For Fire Extinguisher ( 4Kg Abc, 4Kg Halotron, 2Kg Co2), Weather Proof, Lockable,Hairline Finish,,Lock & Key, Break Glass, U-Rubber At All Glass,,Material: Ss316, |  |  |  | 7080021100000 | 0304810100000 | 1.0000 | nos. |  | 1.4.2 SS Cabinet/ Frame&Door Complete - FX
[7080021100000] 260Mm(L)X200Mm(D)X610Mm(H)X1.0Mm,Cabinet For Fire Extinguisher ( 4Kg Abc, 4Kg Halotron, 2Kg Co2), Weather Proof, Lockable,Hairline Finish,,Lock & Key, Break Glass, U-Rubber At All Glass,,Material: Ss316, |  |  |  | 7080021100000 | 0304980000000 | 1.0000 | nos. |  | 1.4.2 SS Cabinet/ Frame&Door Complete - FX
[7080021200000] 260Mm(L)X200Mm(D)X610Mm(H)X1.0Mm,,Cabinet For Fire Extinguisher ( 4Kg Abc, 4Kg Halotron, 2Kg Co2), Weather Proof, Non Lockable,Hairline Finish,,Thumb Latch Knob, Viewing Glass, U-Rubber At All Glass,,Material: Ss316, |  |  |  | 7080021200000 | 0303090100000 | 2.0000 | nos. |  | 1.4.2 SS Cabinet/ Frame&Door Complete - FX
[7080021200000] 260Mm(L)X200Mm(D)X610Mm(H)X1.0Mm,,Cabinet For Fire Extinguisher ( 4Kg Abc, 4Kg Halotron, 2Kg Co2), Weather Proof, Non Lockable,Hairline Finish,,Thumb Latch Knob, Viewing Glass, U-Rubber At All Glass,,Material: Ss316, |  |  |  | 7080021200000 | 0308072400000 | 1.0000 | nos. |  | 1.4.2 SS Cabinet/ Frame&Door Complete - FX
[7080021200000] 260Mm(L)X200Mm(D)X610Mm(H)X1.0Mm,,Cabinet For Fire Extinguisher ( 4Kg Abc, 4Kg Halotron, 2Kg Co2), Weather Proof, Non Lockable,Hairline Finish,,Thumb Latch Knob, Viewing Glass, U-Rubber At All Glass,,Material: Ss316, |  |  |  | 7080021200000 | 0305470000000 | 0.0100 | coil |  | 1.4.2 SS Cabinet/ Frame&Door Complete - FX
[7080021200000] 260Mm(L)X200Mm(D)X610Mm(H)X1.0Mm,,Cabinet For Fire Extinguisher ( 4Kg Abc, 4Kg Halotron, 2Kg Co2), Weather Proof, Non Lockable,Hairline Finish,,Thumb Latch Knob, Viewing Glass, U-Rubber At All Glass,,Material: Ss316, |  |  |  | 7080021200000 | 0304810000000 | 2.0000 | nos. |  | 1.4.2 SS Cabinet/ Frame&Door Complete - FX
[7080021200000] 260Mm(L)X200Mm(D)X610Mm(H)X1.0Mm,,Cabinet For Fire Extinguisher ( 4Kg Abc, 4Kg Halotron, 2Kg Co2), Weather Proof, Non Lockable,Hairline Finish,,Thumb Latch Knob, Viewing Glass, U-Rubber At All Glass,,Material: Ss316, |  |  |  | 7080021200000 | 0304960000000 | 1.0000 | nos. |  | 1.4.2 SS Cabinet/ Frame&Door Complete - FX
[7080021200000] 260Mm(L)X200Mm(D)X610Mm(H)X1.0Mm,,Cabinet For Fire Extinguisher ( 4Kg Abc, 4Kg Halotron, 2Kg Co2), Weather Proof, Non Lockable,Hairline Finish,,Thumb Latch Knob, Viewing Glass, U-Rubber At All Glass,,Material: Ss316, |  |  |  | 7080021200000 | 0303300000000 | 1.0000 | nos. |  | 1.4.2 SS Cabinet/ Frame&Door Complete - FX
[7080021300000] 260Mm(L)X200Mm(D)X610Mm(H)X1.0Mm,,Cabinet For Fire Extinguisher ( 4Kg Abc, 4Kg Halotron, 2Kg Co2), Weather Proof, Non Lockable,Hairline Finish,,Thumb Latch Knob, Viewing Glass, U-Rubber At All Glass,,Material: Ss304, |  |  |  | 7080021300000 | 0308118400000 | 1.0000 | nos. |  | 1.4.2 SS Cabinet/ Frame&Door Complete - FX
[7080021300000] 260Mm(L)X200Mm(D)X610Mm(H)X1.0Mm,,Cabinet For Fire Extinguisher ( 4Kg Abc, 4Kg Halotron, 2Kg Co2), Weather Proof, Non Lockable,Hairline Finish,,Thumb Latch Knob, Viewing Glass, U-Rubber At All Glass,,Material: Ss304, |  |  |  | 7080021300000 | 0305470000000 | 0.0100 | coil |  | 1.4.2 SS Cabinet/ Frame&Door Complete - FX
[7080021300000] 260Mm(L)X200Mm(D)X610Mm(H)X1.0Mm,,Cabinet For Fire Extinguisher ( 4Kg Abc, 4Kg Halotron, 2Kg Co2), Weather Proof, Non Lockable,Hairline Finish,,Thumb Latch Knob, Viewing Glass, U-Rubber At All Glass,,Material: Ss304, |  |  |  | 7080021300000 | 0304810000000 | 4.0000 | nos. |  | 1.4.2 SS Cabinet/ Frame&Door Complete - FX
[7080021300000] 260Mm(L)X200Mm(D)X610Mm(H)X1.0Mm,,Cabinet For Fire Extinguisher ( 4Kg Abc, 4Kg Halotron, 2Kg Co2), Weather Proof, Non Lockable,Hairline Finish,,Thumb Latch Knob, Viewing Glass, U-Rubber At All Glass,,Material: Ss304, |  |  |  | 7080021300000 | 0304960000000 | 1.0000 | nos. |  | 1.4.2 SS Cabinet/ Frame&Door Complete - FX
[7080021300000] 260Mm(L)X200Mm(D)X610Mm(H)X1.0Mm,,Cabinet For Fire Extinguisher ( 4Kg Abc, 4Kg Halotron, 2Kg Co2), Weather Proof, Non Lockable,Hairline Finish,,Thumb Latch Knob, Viewing Glass, U-Rubber At All Glass,,Material: Ss304, |  |  |  | 7080021300000 | 0303300000000 | 1.0000 | nos. |  | 1.4.2 SS Cabinet/ Frame&Door Complete - FX
[7080021400000] 260Mm(L)X200Mm(D)X610Mm(H)X1.0Mm,Cabinet For Fire Extinguisher ( 4Kg Abc, 4Kg Halotron, 2Kg Co2), Weather Proof, Lockable,Hairline Finish,,Lock & Key, Break Glass, U-Rubber At All Glass,,Material: Ss304, |  |  |  | 7080021400000 | 0304810100000 | 1.0000 | nos. |  | 1.4.2 SS Cabinet/ Frame&Door Complete - FX
[7080021400000] 260Mm(L)X200Mm(D)X610Mm(H)X1.0Mm,Cabinet For Fire Extinguisher ( 4Kg Abc, 4Kg Halotron, 2Kg Co2), Weather Proof, Lockable,Hairline Finish,,Lock & Key, Break Glass, U-Rubber At All Glass,,Material: Ss304, |  |  |  | 7080021400000 | 0304810000000 | 3.0000 | nos. |  | 1.4.2 SS Cabinet/ Frame&Door Complete - FX
[7080021400000] 260Mm(L)X200Mm(D)X610Mm(H)X1.0Mm,Cabinet For Fire Extinguisher ( 4Kg Abc, 4Kg Halotron, 2Kg Co2), Weather Proof, Lockable,Hairline Finish,,Lock & Key, Break Glass, U-Rubber At All Glass,,Material: Ss304, |  |  |  | 7080021400000 | 0304980000000 | 1.0000 | nos. |  | 1.4.2 SS Cabinet/ Frame&Door Complete - FX
[7080021400000] 260Mm(L)X200Mm(D)X610Mm(H)X1.0Mm,Cabinet For Fire Extinguisher ( 4Kg Abc, 4Kg Halotron, 2Kg Co2), Weather Proof, Lockable,Hairline Finish,,Lock & Key, Break Glass, U-Rubber At All Glass,,Material: Ss304, |  |  |  | 7080021400000 | 0305470000000 | 0.0100 | coil |  | 1.4.2 SS Cabinet/ Frame&Door Complete - FX
[7080021400000] 260Mm(L)X200Mm(D)X610Mm(H)X1.0Mm,Cabinet For Fire Extinguisher ( 4Kg Abc, 4Kg Halotron, 2Kg Co2), Weather Proof, Lockable,Hairline Finish,,Lock & Key, Break Glass, U-Rubber At All Glass,,Material: Ss304, |  |  |  | 7080021400000 | 0307400000000 | 1.0000 | nos. |  | 1.4.2 SS Cabinet/ Frame&Door Complete - FX
[7080021400000] 260Mm(L)X200Mm(D)X610Mm(H)X1.0Mm,Cabinet For Fire Extinguisher ( 4Kg Abc, 4Kg Halotron, 2Kg Co2), Weather Proof, Lockable,Hairline Finish,,Lock & Key, Break Glass, U-Rubber At All Glass,,Material: Ss304, |  |  |  | 7080021400000 | 0305450000000 | 1.0000 | nos. |  | 1.4.2 SS Cabinet/ Frame&Door Complete - FX
[7080021400000] 260Mm(L)X200Mm(D)X610Mm(H)X1.0Mm,Cabinet For Fire Extinguisher ( 4Kg Abc, 4Kg Halotron, 2Kg Co2), Weather Proof, Lockable,Hairline Finish,,Lock & Key, Break Glass, U-Rubber At All Glass,,Material: Ss304, |  |  |  | 7080021400000 | 0308118500000 | 1.0000 | nos. |  | 1.4.2 SS Cabinet/ Frame&Door Complete - FX
[7080021400000] 260Mm(L)X200Mm(D)X610Mm(H)X1.0Mm,Cabinet For Fire Extinguisher ( 4Kg Abc, 4Kg Halotron, 2Kg Co2), Weather Proof, Lockable,Hairline Finish,,Lock & Key, Break Glass, U-Rubber At All Glass,,Material: Ss304, |  |  |  | 7080021400000 | 0303090100000 | 4.0000 | nos. |  | 1.4.2 SS Cabinet/ Frame&Door Complete - FX
[7080021400000] 260Mm(L)X200Mm(D)X610Mm(H)X1.0Mm,Cabinet For Fire Extinguisher ( 4Kg Abc, 4Kg Halotron, 2Kg Co2), Weather Proof, Lockable,Hairline Finish,,Lock & Key, Break Glass, U-Rubber At All Glass,,Material: Ss304, |  |  |  | 7080021400000 | 0304960000000 | 1.0000 | nos. |  | 1.4.2 SS Cabinet/ Frame&Door Complete - FX
[7080021422002] 340mm(L)X200mm(D)X760mm(H)X1.0mm,Cabinet For Fire Extinguisher,Non-Weather Proof,Wall Mounted,Non-Lockable,Hairline Finish,Round Push Lock,Viewing Tempered Glass,Slanted from 760mm to 560mm,Material: Ss304, |  |  |  | 7080021422002 | 0311260200000 | 1.0000 | nos. |  | 1.4.2 SS Cabinet/ Frame&Door Complete - FX
[7080021422002] 340mm(L)X200mm(D)X760mm(H)X1.0mm,Cabinet For Fire Extinguisher,Non-Weather Proof,Wall Mounted,Non-Lockable,Hairline Finish,Round Push Lock,Viewing Tempered Glass,Slanted from 760mm to 560mm,Material: Ss304, |  |  |  | 7080021422002 | 0314790018001 | 1.0000 | nos. |  | 1.4.2 SS Cabinet/ Frame&Door Complete - FX
[7080021422002] 340mm(L)X200mm(D)X760mm(H)X1.0mm,Cabinet For Fire Extinguisher,Non-Weather Proof,Wall Mounted,Non-Lockable,Hairline Finish,Round Push Lock,Viewing Tempered Glass,Slanted from 760mm to 560mm,Material: Ss304, |  |  |  | 7080021422002 | 0303090100000 | 2.0000 | nos. |  | 1.4.2 SS Cabinet/ Frame&Door Complete - FX
[7080021422002] 340mm(L)X200mm(D)X760mm(H)X1.0mm,Cabinet For Fire Extinguisher,Non-Weather Proof,Wall Mounted,Non-Lockable,Hairline Finish,Round Push Lock,Viewing Tempered Glass,Slanted from 760mm to 560mm,Material: Ss304, |  |  |  | 7080021422002 | 0304810000000 | 2.0000 | nos. |  | 1.4.2 SS Cabinet/ Frame&Door Complete - FX
[7080021422002] 340mm(L)X200mm(D)X760mm(H)X1.0mm,Cabinet For Fire Extinguisher,Non-Weather Proof,Wall Mounted,Non-Lockable,Hairline Finish,Round Push Lock,Viewing Tempered Glass,Slanted from 760mm to 560mm,Material: Ss304, |  |  |  | 7080021422002 | 0308118523001 | 1.0000 | nos. |  | 1.4.2 SS Cabinet/ Frame&Door Complete - FX
[7080030000000] Cabinet For Fire Extinguisher - 6&9kg ABC/ 6kg Halotron/ 2.3kg CO2, Red Colour, Non-Weather Proof, Lockable With Lock & Key, Viewing Glass, Break Glass, 300mm(L) x 220mm(D) x 700mm(H) x 1.2mm, Material : EG |  |  |  | 7080030000000 | 0307960100000 | 1.0000 | nos. |  | 1.2.2 EG Cabinet/ Frame&Door Complete - FX
[7080030000000] Cabinet For Fire Extinguisher - 6&9kg ABC/ 6kg Halotron/ 2.3kg CO2, Red Colour, Non-Weather Proof, Lockable With Lock & Key, Viewing Glass, Break Glass, 300mm(L) x 220mm(D) x 700mm(H) x 1.2mm, Material : EG |  |  |  | 7080030000000 | 0304820000000 | 3.0000 | nos. |  | 1.2.2 EG Cabinet/ Frame&Door Complete - FX
[7080030000000] Cabinet For Fire Extinguisher - 6&9kg ABC/ 6kg Halotron/ 2.3kg CO2, Red Colour, Non-Weather Proof, Lockable With Lock & Key, Viewing Glass, Break Glass, 300mm(L) x 220mm(D) x 700mm(H) x 1.2mm, Material : EG |  |  |  | 7080030000000 | 0304820100000 | 1.0000 | nos. |  | 1.2.2 EG Cabinet/ Frame&Door Complete - FX
[7080030000000] Cabinet For Fire Extinguisher - 6&9kg ABC/ 6kg Halotron/ 2.3kg CO2, Red Colour, Non-Weather Proof, Lockable With Lock & Key, Viewing Glass, Break Glass, 300mm(L) x 220mm(D) x 700mm(H) x 1.2mm, Material : EG |  |  |  | 7080030000000 | 0304980000000 | 1.0000 | nos. |  | 1.2.2 EG Cabinet/ Frame&Door Complete - FX
[7080030000000] Cabinet For Fire Extinguisher - 6&9kg ABC/ 6kg Halotron/ 2.3kg CO2, Red Colour, Non-Weather Proof, Lockable With Lock & Key, Viewing Glass, Break Glass, 300mm(L) x 220mm(D) x 700mm(H) x 1.2mm, Material : EG |  |  |  | 7080030000000 | 0307400000000 | 1.0000 | nos. |  | 1.2.2 EG Cabinet/ Frame&Door Complete - FX
[7080030000000] Cabinet For Fire Extinguisher - 6&9kg ABC/ 6kg Halotron/ 2.3kg CO2, Red Colour, Non-Weather Proof, Lockable With Lock & Key, Viewing Glass, Break Glass, 300mm(L) x 220mm(D) x 700mm(H) x 1.2mm, Material : EG |  |  |  | 7080030000000 | 0303090000000 | 4.0000 | nos. |  | 1.2.2 EG Cabinet/ Frame&Door Complete - FX
[7080030000000] Cabinet For Fire Extinguisher - 6&9kg ABC/ 6kg Halotron/ 2.3kg CO2, Red Colour, Non-Weather Proof, Lockable With Lock & Key, Viewing Glass, Break Glass, 300mm(L) x 220mm(D) x 700mm(H) x 1.2mm, Material : EG |  |  |  | 7080030000000 | 0304970000000 | 1.0000 | nos. |  | 1.2.2 EG Cabinet/ Frame&Door Complete - FX
[7080030000001] 300mm(L) x 220mm(D) x 700mm(H) x 1.0mm - Cabinet For Fire Extinguisher (6kg/9kg ABC/ 6kg Hal), Suitable for In-Door, Non Weather Proof, Lockable, Hairline Finish, Lock & Key, Viewing Glass, Break Glass, Material : Stainless Steel SS304 |  |  |  | 7080030000001 | 0304810100000 | 1.0000 | nos. |  | 1.2.2 EG Cabinet/ Frame&Door Complete - FX
[7080030000001] 300mm(L) x 220mm(D) x 700mm(H) x 1.0mm - Cabinet For Fire Extinguisher (6kg/9kg ABC/ 6kg Hal), Suitable for In-Door, Non Weather Proof, Lockable, Hairline Finish, Lock & Key, Viewing Glass, Break Glass, Material : Stainless Steel SS304 |  |  |  | 7080030000001 | 0303090100000 | 4.0000 | nos. |  | 1.2.2 EG Cabinet/ Frame&Door Complete - FX
[7080030000001] 300mm(L) x 220mm(D) x 700mm(H) x 1.0mm - Cabinet For Fire Extinguisher (6kg/9kg ABC/ 6kg Hal), Suitable for In-Door, Non Weather Proof, Lockable, Hairline Finish, Lock & Key, Viewing Glass, Break Glass, Material : Stainless Steel SS304 |  |  |  | 7080030000001 | 0307962100000 | 1.0000 | nos. |  | 1.2.2 EG Cabinet/ Frame&Door Complete - FX
[7080030000001] 300mm(L) x 220mm(D) x 700mm(H) x 1.0mm - Cabinet For Fire Extinguisher (6kg/9kg ABC/ 6kg Hal), Suitable for In-Door, Non Weather Proof, Lockable, Hairline Finish, Lock & Key, Viewing Glass, Break Glass, Material : Stainless Steel SS304 |  |  |  | 7080030000001 | 0304810000000 | 3.0000 | nos. |  | 1.2.2 EG Cabinet/ Frame&Door Complete - FX
[7080030000001] 300mm(L) x 220mm(D) x 700mm(H) x 1.0mm - Cabinet For Fire Extinguisher (6kg/9kg ABC/ 6kg Hal), Suitable for In-Door, Non Weather Proof, Lockable, Hairline Finish, Lock & Key, Viewing Glass, Break Glass, Material : Stainless Steel SS304 |  |  |  | 7080030000001 | 0307400000000 | 1.0000 | nos. |  | 1.2.2 EG Cabinet/ Frame&Door Complete - FX
[7080030000001] 300mm(L) x 220mm(D) x 700mm(H) x 1.0mm - Cabinet For Fire Extinguisher (6kg/9kg ABC/ 6kg Hal), Suitable for In-Door, Non Weather Proof, Lockable, Hairline Finish, Lock & Key, Viewing Glass, Break Glass, Material : Stainless Steel SS304 |  |  |  | 7080030000001 | 0304970000000 | 1.0000 | nos. |  | 1.2.2 EG Cabinet/ Frame&Door Complete - FX
[7080030000001] 300mm(L) x 220mm(D) x 700mm(H) x 1.0mm - Cabinet For Fire Extinguisher (6kg/9kg ABC/ 6kg Hal), Suitable for In-Door, Non Weather Proof, Lockable, Hairline Finish, Lock & Key, Viewing Glass, Break Glass, Material : Stainless Steel SS304 |  |  |  | 7080030000001 | 0304980000000 | 1.0000 | nos. |  | 1.2.2 EG Cabinet/ Frame&Door Complete - FX
[7080030000002] 300mm(L) x 220mm(D) x 700mm(H) x 1.0mm - Cabinet For Fire Extinguisher (6/9kg ABC/6kg Hal), Suitable for In-door, Non Weather Proof, Lockable, Hairline Finish, Lock & Key, Viewing Glass, Break Glass, Material: SS316 |  |  |  | 7080030000002 | 0307400000000 | 1.0000 | nos. |  | 1.2.2 EG Cabinet/ Frame&Door Complete - FX
[7080030000002] 300mm(L) x 220mm(D) x 700mm(H) x 1.0mm - Cabinet For Fire Extinguisher (6/9kg ABC/6kg Hal), Suitable for In-door, Non Weather Proof, Lockable, Hairline Finish, Lock & Key, Viewing Glass, Break Glass, Material: SS316 |  |  |  | 7080030000002 | 0304810000000 | 3.0000 | nos. |  | 1.2.2 EG Cabinet/ Frame&Door Complete - FX
[7080030000002] 300mm(L) x 220mm(D) x 700mm(H) x 1.0mm - Cabinet For Fire Extinguisher (6/9kg ABC/6kg Hal), Suitable for In-door, Non Weather Proof, Lockable, Hairline Finish, Lock & Key, Viewing Glass, Break Glass, Material: SS316 |  |  |  | 7080030000002 | 0304810100000 | 1.0000 | nos. |  | 1.2.2 EG Cabinet/ Frame&Door Complete - FX
[7080030000002] 300mm(L) x 220mm(D) x 700mm(H) x 1.0mm - Cabinet For Fire Extinguisher (6/9kg ABC/6kg Hal), Suitable for In-door, Non Weather Proof, Lockable, Hairline Finish, Lock & Key, Viewing Glass, Break Glass, Material: SS316 |  |  |  | 7080030000002 | 0311080000000 | 4.0000 | nos. |  | 1.2.2 EG Cabinet/ Frame&Door Complete - FX
[7080030000002] 300mm(L) x 220mm(D) x 700mm(H) x 1.0mm - Cabinet For Fire Extinguisher (6/9kg ABC/6kg Hal), Suitable for In-door, Non Weather Proof, Lockable, Hairline Finish, Lock & Key, Viewing Glass, Break Glass, Material: SS316 |  |  |  | 7080030000002 | 0304970000000 | 1.0000 | nos. |  | 1.2.2 EG Cabinet/ Frame&Door Complete - FX
[7080030000002] 300mm(L) x 220mm(D) x 700mm(H) x 1.0mm - Cabinet For Fire Extinguisher (6/9kg ABC/6kg Hal), Suitable for In-door, Non Weather Proof, Lockable, Hairline Finish, Lock & Key, Viewing Glass, Break Glass, Material: SS316 |  |  |  | 7080030000002 | 0304980000000 | 1.0000 | nos. |  | 1.2.2 EG Cabinet/ Frame&Door Complete - FX
[7080030000002] 300mm(L) x 220mm(D) x 700mm(H) x 1.0mm - Cabinet For Fire Extinguisher (6/9kg ABC/6kg Hal), Suitable for In-door, Non Weather Proof, Lockable, Hairline Finish, Lock & Key, Viewing Glass, Break Glass, Material: SS316 |  |  |  | 7080030000002 | 0307962300000 | 1.0000 | nos. |  | 1.2.2 EG Cabinet/ Frame&Door Complete - FX
[7080030100000] Cabinet For Fire Extinguisher (6&9kg ABC, 6kg Halotron & 2.3kg CO2, 6Ltr Water-Mist), Red Colour, Non Weather Proof, Non-Lockable With Thumb Latch Knob, Viewing Glass, 300mm(L) x 220mm(D) x 700mm(H) x 1.2mm, Material: EG |  |  |  | 7080030100000 | 0304970000000 | 1.0000 | nos. |  | 1.2.2 EG Cabinet/ Frame&Door Complete - FX
[7080030100000] Cabinet For Fire Extinguisher (6&9kg ABC, 6kg Halotron & 2.3kg CO2, 6Ltr Water-Mist), Red Colour, Non Weather Proof, Non-Lockable With Thumb Latch Knob, Viewing Glass, 300mm(L) x 220mm(D) x 700mm(H) x 1.2mm, Material: EG |  |  |  | 7080030100000 | 0307960000000 | 1.0000 | nos. |  | 1.2.2 EG Cabinet/ Frame&Door Complete - FX
[7080030100000] Cabinet For Fire Extinguisher (6&9kg ABC, 6kg Halotron & 2.3kg CO2, 6Ltr Water-Mist), Red Colour, Non Weather Proof, Non-Lockable With Thumb Latch Knob, Viewing Glass, 300mm(L) x 220mm(D) x 700mm(H) x 1.2mm, Material: EG |  |  |  | 7080030100000 | 0303300000000 | 1.0000 | nos. |  | 1.2.2 EG Cabinet/ Frame&Door Complete - FX
[7080030100000] Cabinet For Fire Extinguisher (6&9kg ABC, 6kg Halotron & 2.3kg CO2, 6Ltr Water-Mist), Red Colour, Non Weather Proof, Non-Lockable With Thumb Latch Knob, Viewing Glass, 300mm(L) x 220mm(D) x 700mm(H) x 1.2mm, Material: EG |  |  |  | 7080030100000 | 0303090000000 | 2.0000 | nos. |  | 1.2.2 EG Cabinet/ Frame&Door Complete - FX
[7080030100000] Cabinet For Fire Extinguisher (6&9kg ABC, 6kg Halotron & 2.3kg CO2, 6Ltr Water-Mist), Red Colour, Non Weather Proof, Non-Lockable With Thumb Latch Knob, Viewing Glass, 300mm(L) x 220mm(D) x 700mm(H) x 1.2mm, Material: EG |  |  |  | 7080030100000 | 0304820000000 | 2.0000 | nos. |  | 1.2.2 EG Cabinet/ Frame&Door Complete - FX
[7080030100001] 300mm(L) x 220mm(D) x 700mm(H) x 1.0mm - Cabinet For Fire Extinguisher (6/9kg ABC/ 6Kg Hal), Suitable for In-Door, Non Weather Proof, Non Lockable, Hairline Finish, Thumb Latch Knob, Viewing Glass, Material: Stainless Steel SS304 |  |  |  | 7080030100001 | 0307962200000 | 1.0000 | nos. |  | 1.2.2 EG Cabinet/ Frame&Door Complete - FX
[7080030100001] 300mm(L) x 220mm(D) x 700mm(H) x 1.0mm - Cabinet For Fire Extinguisher (6/9kg ABC/ 6Kg Hal), Suitable for In-Door, Non Weather Proof, Non Lockable, Hairline Finish, Thumb Latch Knob, Viewing Glass, Material: Stainless Steel SS304 |  |  |  | 7080030100001 | 0304810000000 | 2.0000 | nos. |  | 1.2.2 EG Cabinet/ Frame&Door Complete - FX
[7080030100001] 300mm(L) x 220mm(D) x 700mm(H) x 1.0mm - Cabinet For Fire Extinguisher (6/9kg ABC/ 6Kg Hal), Suitable for In-Door, Non Weather Proof, Non Lockable, Hairline Finish, Thumb Latch Knob, Viewing Glass, Material: Stainless Steel SS304 |  |  |  | 7080030100001 | 0303300000000 | 1.0000 | nos. |  | 1.2.2 EG Cabinet/ Frame&Door Complete - FX
[7080030100001] 300mm(L) x 220mm(D) x 700mm(H) x 1.0mm - Cabinet For Fire Extinguisher (6/9kg ABC/ 6Kg Hal), Suitable for In-Door, Non Weather Proof, Non Lockable, Hairline Finish, Thumb Latch Knob, Viewing Glass, Material: Stainless Steel SS304 |  |  |  | 7080030100001 | 0304970000000 | 1.0000 | nos. |  | 1.2.2 EG Cabinet/ Frame&Door Complete - FX
[7080030100001] 300mm(L) x 220mm(D) x 700mm(H) x 1.0mm - Cabinet For Fire Extinguisher (6/9kg ABC/ 6Kg Hal), Suitable for In-Door, Non Weather Proof, Non Lockable, Hairline Finish, Thumb Latch Knob, Viewing Glass, Material: Stainless Steel SS304 |  |  |  | 7080030100001 | 0303090100000 | 2.0000 | nos. |  | 1.2.2 EG Cabinet/ Frame&Door Complete - FX
[7080030100002] 300mm(L) x 220mm(D) x 700mm(H) x 1.0mm - Cabinet For Fire Extinguisher (6/9kg ABC/ 6kg Hal), Suitable for In-door, Non Weather Proof, Non Lockable, Hairline Finish, Thumb Latch Knob, Viewing Glass, Material: SS316 |  |  |  | 7080030100002 | 0303300000000 | 1.0000 | nos. |  | 1.2.2 EG Cabinet/ Frame&Door Complete - FX
[7080030100002] 300mm(L) x 220mm(D) x 700mm(H) x 1.0mm - Cabinet For Fire Extinguisher (6/9kg ABC/ 6kg Hal), Suitable for In-door, Non Weather Proof, Non Lockable, Hairline Finish, Thumb Latch Knob, Viewing Glass, Material: SS316 |  |  |  | 7080030100002 | 0304810000000 | 2.0000 | nos. |  | 1.2.2 EG Cabinet/ Frame&Door Complete - FX
[7080030100002] 300mm(L) x 220mm(D) x 700mm(H) x 1.0mm - Cabinet For Fire Extinguisher (6/9kg ABC/ 6kg Hal), Suitable for In-door, Non Weather Proof, Non Lockable, Hairline Finish, Thumb Latch Knob, Viewing Glass, Material: SS316 |  |  |  | 7080030100002 | 0303090100000 | 2.0000 | nos. |  | 1.2.2 EG Cabinet/ Frame&Door Complete - FX
[7080030100002] 300mm(L) x 220mm(D) x 700mm(H) x 1.0mm - Cabinet For Fire Extinguisher (6/9kg ABC/ 6kg Hal), Suitable for In-door, Non Weather Proof, Non Lockable, Hairline Finish, Thumb Latch Knob, Viewing Glass, Material: SS316 |  |  |  | 7080030100002 | 0304970000000 | 1.0000 | nos. |  | 1.2.2 EG Cabinet/ Frame&Door Complete - FX
[7080030100002] 300mm(L) x 220mm(D) x 700mm(H) x 1.0mm - Cabinet For Fire Extinguisher (6/9kg ABC/ 6kg Hal), Suitable for In-door, Non Weather Proof, Non Lockable, Hairline Finish, Thumb Latch Knob, Viewing Glass, Material: SS316 |  |  |  | 7080030100002 | 0307962400000 | 1.0000 | nos. |  | 1.2.2 EG Cabinet/ Frame&Door Complete - FX
[7080030123001] 300mm(W)X220mm(D)X700mm(H)X1.2mm,Standing Pole Cabinet for Fire Extinguisher,Red Colour,Non Weather Proof,Non Lockable With Thumb Latch Knob,Viewing Glass,Material: EG,Standing Pole 500mm (H) - Base Mounting Plate, 4 Mounting Holes 220mm(W)X220mm(L) |  |  |  | 7080030123001 | 0307960023001 | 1.0000 | nos. |  | 1.2.2 EG Cabinet/ Frame&Door Complete - FX
[7080030123001] 300mm(W)X220mm(D)X700mm(H)X1.2mm,Standing Pole Cabinet for Fire Extinguisher,Red Colour,Non Weather Proof,Non Lockable With Thumb Latch Knob,Viewing Glass,Material: EG,Standing Pole 500mm (H) - Base Mounting Plate, 4 Mounting Holes 220mm(W)X220mm(L) |  |  |  | 7080030123001 | 0303300000000 | 1.0000 | nos. |  | 1.2.2 EG Cabinet/ Frame&Door Complete - FX
[7080030123001] 300mm(W)X220mm(D)X700mm(H)X1.2mm,Standing Pole Cabinet for Fire Extinguisher,Red Colour,Non Weather Proof,Non Lockable With Thumb Latch Knob,Viewing Glass,Material: EG,Standing Pole 500mm (H) - Base Mounting Plate, 4 Mounting Holes 220mm(W)X220mm(L) |  |  |  | 7080030123001 | 0304970000000 | 1.0000 | nos. |  | 1.2.2 EG Cabinet/ Frame&Door Complete - FX
[7080030123001] 300mm(W)X220mm(D)X700mm(H)X1.2mm,Standing Pole Cabinet for Fire Extinguisher,Red Colour,Non Weather Proof,Non Lockable With Thumb Latch Knob,Viewing Glass,Material: EG,Standing Pole 500mm (H) - Base Mounting Plate, 4 Mounting Holes 220mm(W)X220mm(L) |  |  |  | 7080030123001 | 0303090000000 | 2.0000 | nos. |  | 1.2.2 EG Cabinet/ Frame&Door Complete - FX
[7080030123001] 300mm(W)X220mm(D)X700mm(H)X1.2mm,Standing Pole Cabinet for Fire Extinguisher,Red Colour,Non Weather Proof,Non Lockable With Thumb Latch Knob,Viewing Glass,Material: EG,Standing Pole 500mm (H) - Base Mounting Plate, 4 Mounting Holes 220mm(W)X220mm(L) |  |  |  | 7080030123001 | 0304820000000 | 2.0000 | nos. |  | 1.2.2 EG Cabinet/ Frame&Door Complete - FX
[7080030125002] 300mm(W)X220mm(D)X700mm(H)X1.2mm, Standing Pole Cabinet for Fire Extinguisher,Red Colour,Non Weather Proof,Non Lockable With Thumb Latch Knob,Viewing Glass,Material: EG,Standing Pole 260mm (H), Base Mounting Plate 200mm(W)X200mm(L) with 4 Mounting Holes |  |  |  | 7080030125002 | 0304970000000 | 1.0000 | nos. |  | 1.2.2 EG Cabinet/ Frame&Door Complete - FX
[7080030125002] 300mm(W)X220mm(D)X700mm(H)X1.2mm, Standing Pole Cabinet for Fire Extinguisher,Red Colour,Non Weather Proof,Non Lockable With Thumb Latch Knob,Viewing Glass,Material: EG,Standing Pole 260mm (H), Base Mounting Plate 200mm(W)X200mm(L) with 4 Mounting Holes |  |  |  | 7080030125002 | 0304820000000 | 2.0000 | nos. |  | 1.2.2 EG Cabinet/ Frame&Door Complete - FX
[7080030125002] 300mm(W)X220mm(D)X700mm(H)X1.2mm, Standing Pole Cabinet for Fire Extinguisher,Red Colour,Non Weather Proof,Non Lockable With Thumb Latch Knob,Viewing Glass,Material: EG,Standing Pole 260mm (H), Base Mounting Plate 200mm(W)X200mm(L) with 4 Mounting Holes |  |  |  | 7080030125002 | 0307960025001 | 1.0000 | nos. |  | 1.2.2 EG Cabinet/ Frame&Door Complete - FX
[7080030125002] 300mm(W)X220mm(D)X700mm(H)X1.2mm, Standing Pole Cabinet for Fire Extinguisher,Red Colour,Non Weather Proof,Non Lockable With Thumb Latch Knob,Viewing Glass,Material: EG,Standing Pole 260mm (H), Base Mounting Plate 200mm(W)X200mm(L) with 4 Mounting Holes |  |  |  | 7080030125002 | 0303090000000 | 2.0000 | nos. |  | 1.2.2 EG Cabinet/ Frame&Door Complete - FX
[7080030125002] 300mm(W)X220mm(D)X700mm(H)X1.2mm, Standing Pole Cabinet for Fire Extinguisher,Red Colour,Non Weather Proof,Non Lockable With Thumb Latch Knob,Viewing Glass,Material: EG,Standing Pole 260mm (H), Base Mounting Plate 200mm(W)X200mm(L) with 4 Mounting Holes |  |  |  | 7080030125002 | 0303300000000 | 1.0000 | nos. |  | 1.2.2 EG Cabinet/ Frame&Door Complete - FX
[7080030125003] 310mm(W)X400Mm(D)X970mm(H)X30mm(Frame)x1.2mm,Recess Cabinet For Fire Extinguisher , Non Weather Proof, Rectangle Push Lock, Material : EG , White RAL 9003, Standard wording in red |  |  |  | 7080030125003 | 0303090000000 | 2.0000 | nos. |  | 1.2.2 EG Cabinet/ Frame&Door Complete - FX
[7080030125003] 310mm(W)X400Mm(D)X970mm(H)X30mm(Frame)x1.2mm,Recess Cabinet For Fire Extinguisher , Non Weather Proof, Rectangle Push Lock, Material : EG , White RAL 9003, Standard wording in red |  |  |  | 7080030125003 | 0304820000000 | 2.0000 | nos. |  | 1.2.2 EG Cabinet/ Frame&Door Complete - FX
[7080030125003] 310mm(W)X400Mm(D)X970mm(H)X30mm(Frame)x1.2mm,Recess Cabinet For Fire Extinguisher , Non Weather Proof, Rectangle Push Lock, Material : EG , White RAL 9003, Standard wording in red |  |  |  | 7080030125003 | 0311260000000 | 1.0000 | nos. |  | 1.2.2 EG Cabinet/ Frame&Door Complete - FX
[7080030125003] 310mm(W)X400Mm(D)X970mm(H)X30mm(Frame)x1.2mm,Recess Cabinet For Fire Extinguisher , Non Weather Proof, Rectangle Push Lock, Material : EG , White RAL 9003, Standard wording in red |  |  |  | 7080030125003 | 0304970000000 | 1.0000 | nos. |  | 1.2.2 EG Cabinet/ Frame&Door Complete - FX
[7080030125003] 310mm(W)X400Mm(D)X970mm(H)X30mm(Frame)x1.2mm,Recess Cabinet For Fire Extinguisher , Non Weather Proof, Rectangle Push Lock, Material : EG , White RAL 9003, Standard wording in red |  |  |  | 7080030125003 | 0307960025002 | 1.0000 | nos. |  | 1.2.2 EG Cabinet/ Frame&Door Complete - FX
[7080030200000] 300mm(L) x 220mm(D) x 700mm(H) x 1.0mm - Cabinet For Fire Extinguisher (6kg/9kg ABC/ 6kg Hal), Non Weather Proof, Lockable, Hairline Finish, Lock & Key, Viewing Glass, Break Glass, Material : Stainless Steel SS304 |  |  |  | 7080030200000 | 0304810100000 | 1.0000 | nos. |  | 1.4.2 SS Cabinet/ Frame&Door Complete - FX
[7080030200000] 300mm(L) x 220mm(D) x 700mm(H) x 1.0mm - Cabinet For Fire Extinguisher (6kg/9kg ABC/ 6kg Hal), Non Weather Proof, Lockable, Hairline Finish, Lock & Key, Viewing Glass, Break Glass, Material : Stainless Steel SS304 |  |  |  | 7080030200000 | 0307400000000 | 1.0000 | nos. |  | 1.4.2 SS Cabinet/ Frame&Door Complete - FX
[7080030200000] 300mm(L) x 220mm(D) x 700mm(H) x 1.0mm - Cabinet For Fire Extinguisher (6kg/9kg ABC/ 6kg Hal), Non Weather Proof, Lockable, Hairline Finish, Lock & Key, Viewing Glass, Break Glass, Material : Stainless Steel SS304 |  |  |  | 7080030200000 | 0304810000000 | 3.0000 | nos. |  | 1.4.2 SS Cabinet/ Frame&Door Complete - FX
[7080030200000] 300mm(L) x 220mm(D) x 700mm(H) x 1.0mm - Cabinet For Fire Extinguisher (6kg/9kg ABC/ 6kg Hal), Non Weather Proof, Lockable, Hairline Finish, Lock & Key, Viewing Glass, Break Glass, Material : Stainless Steel SS304 |  |  |  | 7080030200000 | 0304980000000 | 1.0000 | nos. |  | 1.4.2 SS Cabinet/ Frame&Door Complete - FX
[7080030200000] 300mm(L) x 220mm(D) x 700mm(H) x 1.0mm - Cabinet For Fire Extinguisher (6kg/9kg ABC/ 6kg Hal), Non Weather Proof, Lockable, Hairline Finish, Lock & Key, Viewing Glass, Break Glass, Material : Stainless Steel SS304 |  |  |  | 7080030200000 | 0304970000000 | 1.0000 | nos. |  | 1.4.2 SS Cabinet/ Frame&Door Complete - FX
[7080030200000] 300mm(L) x 220mm(D) x 700mm(H) x 1.0mm - Cabinet For Fire Extinguisher (6kg/9kg ABC/ 6kg Hal), Non Weather Proof, Lockable, Hairline Finish, Lock & Key, Viewing Glass, Break Glass, Material : Stainless Steel SS304 |  |  |  | 7080030200000 | 0303090100000 | 4.0000 | nos. |  | 1.4.2 SS Cabinet/ Frame&Door Complete - FX
[7080030200000] 300mm(L) x 220mm(D) x 700mm(H) x 1.0mm - Cabinet For Fire Extinguisher (6kg/9kg ABC/ 6kg Hal), Non Weather Proof, Lockable, Hairline Finish, Lock & Key, Viewing Glass, Break Glass, Material : Stainless Steel SS304 |  |  |  | 7080030200000 | 0307960500000 | 1.0000 | pcs |  | 1.4.2 SS Cabinet/ Frame&Door Complete - FX
[7080030300000] 300mm(L) x 220mm(D) x 700mm(H) x 1.0mm - Cabinet For Fire Extinguisher (6/9kg ABC/ 6Kg Hal), Non Weather Proof, Non Lockable, Hairline Finish, Thumb Latch Knob, Viewing Glass, Material: Stainless Steel SS304 |  |  |  | 7080030300000 | 0304810000000 | 2.0000 | nos. |  | 1.4.2 SS Cabinet/ Frame&Door Complete - FX
[7080030300000] 300mm(L) x 220mm(D) x 700mm(H) x 1.0mm - Cabinet For Fire Extinguisher (6/9kg ABC/ 6Kg Hal), Non Weather Proof, Non Lockable, Hairline Finish, Thumb Latch Knob, Viewing Glass, Material: Stainless Steel SS304 |  |  |  | 7080030300000 | 0307960700000 | 1.0000 | nos. |  | 1.4.2 SS Cabinet/ Frame&Door Complete - FX
[7080030300000] 300mm(L) x 220mm(D) x 700mm(H) x 1.0mm - Cabinet For Fire Extinguisher (6/9kg ABC/ 6Kg Hal), Non Weather Proof, Non Lockable, Hairline Finish, Thumb Latch Knob, Viewing Glass, Material: Stainless Steel SS304 |  |  |  | 7080030300000 | 0303090100000 | 2.0000 | nos. |  | 1.4.2 SS Cabinet/ Frame&Door Complete - FX
[7080030300000] 300mm(L) x 220mm(D) x 700mm(H) x 1.0mm - Cabinet For Fire Extinguisher (6/9kg ABC/ 6Kg Hal), Non Weather Proof, Non Lockable, Hairline Finish, Thumb Latch Knob, Viewing Glass, Material: Stainless Steel SS304 |  |  |  | 7080030300000 | 0303300000000 | 1.0000 | nos. |  | 1.4.2 SS Cabinet/ Frame&Door Complete - FX
[7080030300000] 300mm(L) x 220mm(D) x 700mm(H) x 1.0mm - Cabinet For Fire Extinguisher (6/9kg ABC/ 6Kg Hal), Non Weather Proof, Non Lockable, Hairline Finish, Thumb Latch Knob, Viewing Glass, Material: Stainless Steel SS304 |  |  |  | 7080030300000 | 0304970000000 | 1.0000 | nos. |  | 1.4.2 SS Cabinet/ Frame&Door Complete - FX
[7080030323001] 300mm(W)x700mm(H)x220mm(D)x30mm(Frame)x1.0mm,Material Ss304, 6kgs/9kgs ABC Dry Powder Fire Extinguisher Cabinet, Recess Type, Hairline Finishing, C/w Plastic Thumb Latch Knob, Viewing Glass, Standard Wording In Red Colour |  |  |  | 7080030323001 | 0303300000000 | 1.0000 | nos.
[7080030323001] 300mm(W)x700mm(H)x220mm(D)x30mm(Frame)x1.0mm,Material Ss304, 6kgs/9kgs ABC Dry Powder Fire Extinguisher Cabinet, Recess Type, Hairline Finishing, C/w Plastic Thumb Latch Knob, Viewing Glass, Standard Wording In Red Colour |  |  |  | 7080030323001 | 0304970000000 | 1.0000 | nos.
[7080030323001] 300mm(W)x700mm(H)x220mm(D)x30mm(Frame)x1.0mm,Material Ss304, 6kgs/9kgs ABC Dry Powder Fire Extinguisher Cabinet, Recess Type, Hairline Finishing, C/w Plastic Thumb Latch Knob, Viewing Glass, Standard Wording In Red Colour |  |  |  | 7080030323001 | 0307960723001 | 1.0000 | nos.
[7080030323001] 300mm(W)x700mm(H)x220mm(D)x30mm(Frame)x1.0mm,Material Ss304, 6kgs/9kgs ABC Dry Powder Fire Extinguisher Cabinet, Recess Type, Hairline Finishing, C/w Plastic Thumb Latch Knob, Viewing Glass, Standard Wording In Red Colour |  |  |  | 7080030323001 | 0303090100000 | 2.0000 | nos.
[7080030323001] 300mm(W)x700mm(H)x220mm(D)x30mm(Frame)x1.0mm,Material Ss304, 6kgs/9kgs ABC Dry Powder Fire Extinguisher Cabinet, Recess Type, Hairline Finishing, C/w Plastic Thumb Latch Knob, Viewing Glass, Standard Wording In Red Colour |  |  |  | 7080030323001 | 0304810000000 | 2.0000 | nos.
[7080030400000] 300mm(L) x 220mm(D) x 700mm(H) x 1.0mm - Cabinet For Fire Extinguisher (6/9kg ABC/6kg Hal),Non Weather Proof, Lockable, Hairline Finish, Lock & Key, Viewing Glass, Break Glass, Material: SS316 |  |  |  | 7080030400000 | 0304810100000 | 1.0000 | nos. |  | 1.4.2 SS Cabinet/ Frame&Door Complete - FX
[7080030400000] 300mm(L) x 220mm(D) x 700mm(H) x 1.0mm - Cabinet For Fire Extinguisher (6/9kg ABC/6kg Hal),Non Weather Proof, Lockable, Hairline Finish, Lock & Key, Viewing Glass, Break Glass, Material: SS316 |  |  |  | 7080030400000 | 0304970000000 | 1.0000 | nos. |  | 1.4.2 SS Cabinet/ Frame&Door Complete - FX
[7080030400000] 300mm(L) x 220mm(D) x 700mm(H) x 1.0mm - Cabinet For Fire Extinguisher (6/9kg ABC/6kg Hal),Non Weather Proof, Lockable, Hairline Finish, Lock & Key, Viewing Glass, Break Glass, Material: SS316 |  |  |  | 7080030400000 | 0304810000000 | 3.0000 | nos. |  | 1.4.2 SS Cabinet/ Frame&Door Complete - FX
[7080030400000] 300mm(L) x 220mm(D) x 700mm(H) x 1.0mm - Cabinet For Fire Extinguisher (6/9kg ABC/6kg Hal),Non Weather Proof, Lockable, Hairline Finish, Lock & Key, Viewing Glass, Break Glass, Material: SS316 |  |  |  | 7080030400000 | 0307961000000 | 1.0000 | pcs |  | 1.4.2 SS Cabinet/ Frame&Door Complete - FX
[7080030400000] 300mm(L) x 220mm(D) x 700mm(H) x 1.0mm - Cabinet For Fire Extinguisher (6/9kg ABC/6kg Hal),Non Weather Proof, Lockable, Hairline Finish, Lock & Key, Viewing Glass, Break Glass, Material: SS316 |  |  |  | 7080030400000 | 0303090100000 | 4.0000 | nos. |  | 1.4.2 SS Cabinet/ Frame&Door Complete - FX
[7080030400000] 300mm(L) x 220mm(D) x 700mm(H) x 1.0mm - Cabinet For Fire Extinguisher (6/9kg ABC/6kg Hal),Non Weather Proof, Lockable, Hairline Finish, Lock & Key, Viewing Glass, Break Glass, Material: SS316 |  |  |  | 7080030400000 | 0304980000000 | 1.0000 | nos. |  | 1.4.2 SS Cabinet/ Frame&Door Complete - FX
[7080030400000] 300mm(L) x 220mm(D) x 700mm(H) x 1.0mm - Cabinet For Fire Extinguisher (6/9kg ABC/6kg Hal),Non Weather Proof, Lockable, Hairline Finish, Lock & Key, Viewing Glass, Break Glass, Material: SS316 |  |  |  | 7080030400000 | 0307400000000 | 1.0000 | nos. |  | 1.4.2 SS Cabinet/ Frame&Door Complete - FX
[7080030500000] 300mm(L) x 220mm(D) x 700mm(H) x 1.0mm - Cabinet For Fire Extinguisher (6/9kg ABC/ 6kg Hal), Non Weather Proof, Non Lockable, Hairline Finish, Thumb Latch Knob, Viewing Glass, Material: SS316 |  |  |  | 7080030500000 | 0304970000000 | 1.0000 | nos. |  | 1.4.2 SS Cabinet/ Frame&Door Complete - FX
[7080030500000] 300mm(L) x 220mm(D) x 700mm(H) x 1.0mm - Cabinet For Fire Extinguisher (6/9kg ABC/ 6kg Hal), Non Weather Proof, Non Lockable, Hairline Finish, Thumb Latch Knob, Viewing Glass, Material: SS316 |  |  |  | 7080030500000 | 0304810000000 | 2.0000 | nos. |  | 1.4.2 SS Cabinet/ Frame&Door Complete - FX
[7080030500000] 300mm(L) x 220mm(D) x 700mm(H) x 1.0mm - Cabinet For Fire Extinguisher (6/9kg ABC/ 6kg Hal), Non Weather Proof, Non Lockable, Hairline Finish, Thumb Latch Knob, Viewing Glass, Material: SS316 |  |  |  | 7080030500000 | 0303090100000 | 2.0000 | nos. |  | 1.4.2 SS Cabinet/ Frame&Door Complete - FX
[7080030500000] 300mm(L) x 220mm(D) x 700mm(H) x 1.0mm - Cabinet For Fire Extinguisher (6/9kg ABC/ 6kg Hal), Non Weather Proof, Non Lockable, Hairline Finish, Thumb Latch Knob, Viewing Glass, Material: SS316 |  |  |  | 7080030500000 | 0307961200000 | 1.0000 | nos. |  | 1.4.2 SS Cabinet/ Frame&Door Complete - FX
[7080030500000] 300mm(L) x 220mm(D) x 700mm(H) x 1.0mm - Cabinet For Fire Extinguisher (6/9kg ABC/ 6kg Hal), Non Weather Proof, Non Lockable, Hairline Finish, Thumb Latch Knob, Viewing Glass, Material: SS316 |  |  |  | 7080030500000 | 0303300000000 | 1.0000 | nos. |  | 1.4.2 SS Cabinet/ Frame&Door Complete - FX
[7080030600000] 300mm(L) X 220mm(D )X 770mm(H) X 1.2mm - Cabinet For Fire Extinguisher ( 6 & 9Kg ABC, 6Kg Halotron, 2.3Kg CO2), Weather Proof, Lockable,Red Colour, Lock & Key, Break Glass, U-Rubber At All Glass, Material: EG |  |  |  | 7080030600000 | 0305450000000 | 1.0000 | nos. |  | 1.2.2 EG Cabinet/ Frame&Door Complete - FX
[7080030600000] 300mm(L) X 220mm(D )X 770mm(H) X 1.2mm - Cabinet For Fire Extinguisher ( 6 & 9Kg ABC, 6Kg Halotron, 2.3Kg CO2), Weather Proof, Lockable,Red Colour, Lock & Key, Break Glass, U-Rubber At All Glass, Material: EG |  |  |  | 7080030600000 | 0304820100000 | 1.0000 | nos. |  | 1.2.2 EG Cabinet/ Frame&Door Complete - FX
[7080030600000] 300mm(L) X 220mm(D )X 770mm(H) X 1.2mm - Cabinet For Fire Extinguisher ( 6 & 9Kg ABC, 6Kg Halotron, 2.3Kg CO2), Weather Proof, Lockable,Red Colour, Lock & Key, Break Glass, U-Rubber At All Glass, Material: EG |  |  |  | 7080030600000 | 0305470000000 | 0.0100 | coil |  | 1.2.2 EG Cabinet/ Frame&Door Complete - FX
[7080030600000] 300mm(L) X 220mm(D )X 770mm(H) X 1.2mm - Cabinet For Fire Extinguisher ( 6 & 9Kg ABC, 6Kg Halotron, 2.3Kg CO2), Weather Proof, Lockable,Red Colour, Lock & Key, Break Glass, U-Rubber At All Glass, Material: EG |  |  |  | 7080030600000 | 0304820000000 | 3.0000 | nos. |  | 1.2.2 EG Cabinet/ Frame&Door Complete - FX
[7080030600000] 300mm(L) X 220mm(D )X 770mm(H) X 1.2mm - Cabinet For Fire Extinguisher ( 6 & 9Kg ABC, 6Kg Halotron, 2.3Kg CO2), Weather Proof, Lockable,Red Colour, Lock & Key, Break Glass, U-Rubber At All Glass, Material: EG |  |  |  | 7080030600000 | 0304980000000 | 1.0000 | nos. |  | 1.2.2 EG Cabinet/ Frame&Door Complete - FX
[7080030600000] 300mm(L) X 220mm(D )X 770mm(H) X 1.2mm - Cabinet For Fire Extinguisher ( 6 & 9Kg ABC, 6Kg Halotron, 2.3Kg CO2), Weather Proof, Lockable,Red Colour, Lock & Key, Break Glass, U-Rubber At All Glass, Material: EG |  |  |  | 7080030600000 | 0308072500000 | 1.0000 | nos. |  | 1.2.2 EG Cabinet/ Frame&Door Complete - FX
[7080030600000] 300mm(L) X 220mm(D )X 770mm(H) X 1.2mm - Cabinet For Fire Extinguisher ( 6 & 9Kg ABC, 6Kg Halotron, 2.3Kg CO2), Weather Proof, Lockable,Red Colour, Lock & Key, Break Glass, U-Rubber At All Glass, Material: EG |  |  |  | 7080030600000 | 0304970000000 | 1.0000 | nos. |  | 1.2.2 EG Cabinet/ Frame&Door Complete - FX
[7080030600000] 300mm(L) X 220mm(D )X 770mm(H) X 1.2mm - Cabinet For Fire Extinguisher ( 6 & 9Kg ABC, 6Kg Halotron, 2.3Kg CO2), Weather Proof, Lockable,Red Colour, Lock & Key, Break Glass, U-Rubber At All Glass, Material: EG |  |  |  | 7080030600000 | 0303090000000 | 4.0000 | nos. |  | 1.2.2 EG Cabinet/ Frame&Door Complete - FX
[7080030600000] 300mm(L) X 220mm(D )X 770mm(H) X 1.2mm - Cabinet For Fire Extinguisher ( 6 & 9Kg ABC, 6Kg Halotron, 2.3Kg CO2), Weather Proof, Lockable,Red Colour, Lock & Key, Break Glass, U-Rubber At All Glass, Material: EG |  |  |  | 7080030600000 | 0307400000000 | 1.0000 | nos. |  | 1.2.2 EG Cabinet/ Frame&Door Complete - FX
[7080030624001] 300Mm(L)X220Mm(D)X770Mm(H)X1.2Mm,Cabinet For Fire Extinguisher ( 6 & 9Kg Abc, 6Kg Halotron, 2.3Kg Co2), Weather Proof, Lockable,Red Colour,,Lock & Key, Break Glass, U-Rubber At All Glass,,Material: Eg, Model : C-L1MW c/w 6L Fluorine Free Lithium Ion Battery Fire Extinguisher C/w TUV Approval EN3 & NTA 8133, Fire Rating 13A, 34B, 75F & Li 600Wh, Hook Bracket 74, (Dwg No. 20809272), Model : C-6LISE |  |  |  | 7080030624001 | 0303090000000 | 4.0000 | nos. |  | 1.2.2 EG Cabinet/ Frame&Door Complete - FX
[7080030624001] 300Mm(L)X220Mm(D)X770Mm(H)X1.2Mm,Cabinet For Fire Extinguisher ( 6 & 9Kg Abc, 6Kg Halotron, 2.3Kg Co2), Weather Proof, Lockable,Red Colour,,Lock & Key, Break Glass, U-Rubber At All Glass,,Material: Eg, Model : C-L1MW c/w 6L Fluorine Free Lithium Ion Battery Fire Extinguisher C/w TUV Approval EN3 & NTA 8133, Fire Rating 13A, 34B, 75F & Li 600Wh, Hook Bracket 74, (Dwg No. 20809272), Model : C-6LISE |  |  |  | 7080030624001 | 2080927200001 | 1.0000 | nos. |  | 1.2.2 EG Cabinet/ Frame&Door Complete - FX
[7080030624001] 300Mm(L)X220Mm(D)X770Mm(H)X1.2Mm,Cabinet For Fire Extinguisher ( 6 & 9Kg Abc, 6Kg Halotron, 2.3Kg Co2), Weather Proof, Lockable,Red Colour,,Lock & Key, Break Glass, U-Rubber At All Glass,,Material: Eg, Model : C-L1MW c/w 6L Fluorine Free Lithium Ion Battery Fire Extinguisher C/w TUV Approval EN3 & NTA 8133, Fire Rating 13A, 34B, 75F & Li 600Wh, Hook Bracket 74, (Dwg No. 20809272), Model : C-6LISE |  |  |  | 7080030624001 | 0305450000000 | 1.0000 | nos. |  | 1.2.2 EG Cabinet/ Frame&Door Complete - FX
[7080030624001] 300Mm(L)X220Mm(D)X770Mm(H)X1.2Mm,Cabinet For Fire Extinguisher ( 6 & 9Kg Abc, 6Kg Halotron, 2.3Kg Co2), Weather Proof, Lockable,Red Colour,,Lock & Key, Break Glass, U-Rubber At All Glass,,Material: Eg, Model : C-L1MW c/w 6L Fluorine Free Lithium Ion Battery Fire Extinguisher C/w TUV Approval EN3 & NTA 8133, Fire Rating 13A, 34B, 75F & Li 600Wh, Hook Bracket 74, (Dwg No. 20809272), Model : C-6LISE |  |  |  | 7080030624001 | 0305470000000 | 0.0100 | coil |  | 1.2.2 EG Cabinet/ Frame&Door Complete - FX
[7080030624001] 300Mm(L)X220Mm(D)X770Mm(H)X1.2Mm,Cabinet For Fire Extinguisher ( 6 & 9Kg Abc, 6Kg Halotron, 2.3Kg Co2), Weather Proof, Lockable,Red Colour,,Lock & Key, Break Glass, U-Rubber At All Glass,,Material: Eg, Model : C-L1MW c/w 6L Fluorine Free Lithium Ion Battery Fire Extinguisher C/w TUV Approval EN3 & NTA 8133, Fire Rating 13A, 34B, 75F & Li 600Wh, Hook Bracket 74, (Dwg No. 20809272), Model : C-6LISE |  |  |  | 7080030624001 | 0304820000000 | 3.0000 | nos. |  | 1.2.2 EG Cabinet/ Frame&Door Complete - FX
[7080030624001] 300Mm(L)X220Mm(D)X770Mm(H)X1.2Mm,Cabinet For Fire Extinguisher ( 6 & 9Kg Abc, 6Kg Halotron, 2.3Kg Co2), Weather Proof, Lockable,Red Colour,,Lock & Key, Break Glass, U-Rubber At All Glass,,Material: Eg, Model : C-L1MW c/w 6L Fluorine Free Lithium Ion Battery Fire Extinguisher C/w TUV Approval EN3 & NTA 8133, Fire Rating 13A, 34B, 75F & Li 600Wh, Hook Bracket 74, (Dwg No. 20809272), Model : C-6LISE |  |  |  | 7080030624001 | 0304820100000 | 1.0000 | nos. |  | 1.2.2 EG Cabinet/ Frame&Door Complete - FX
[7080030624001] 300Mm(L)X220Mm(D)X770Mm(H)X1.2Mm,Cabinet For Fire Extinguisher ( 6 & 9Kg Abc, 6Kg Halotron, 2.3Kg Co2), Weather Proof, Lockable,Red Colour,,Lock & Key, Break Glass, U-Rubber At All Glass,,Material: Eg, Model : C-L1MW c/w 6L Fluorine Free Lithium Ion Battery Fire Extinguisher C/w TUV Approval EN3 & NTA 8133, Fire Rating 13A, 34B, 75F & Li 600Wh, Hook Bracket 74, (Dwg No. 20809272), Model : C-6LISE |  |  |  | 7080030624001 | 0304970000000 | 1.0000 | nos. |  | 1.2.2 EG Cabinet/ Frame&Door Complete - FX
[7080030624001] 300Mm(L)X220Mm(D)X770Mm(H)X1.2Mm,Cabinet For Fire Extinguisher ( 6 & 9Kg Abc, 6Kg Halotron, 2.3Kg Co2), Weather Proof, Lockable,Red Colour,,Lock & Key, Break Glass, U-Rubber At All Glass,,Material: Eg, Model : C-L1MW c/w 6L Fluorine Free Lithium Ion Battery Fire Extinguisher C/w TUV Approval EN3 & NTA 8133, Fire Rating 13A, 34B, 75F & Li 600Wh, Hook Bracket 74, (Dwg No. 20809272), Model : C-6LISE |  |  |  | 7080030624001 | 0304980000000 | 1.0000 | nos. |  | 1.2.2 EG Cabinet/ Frame&Door Complete - FX
[7080030624001] 300Mm(L)X220Mm(D)X770Mm(H)X1.2Mm,Cabinet For Fire Extinguisher ( 6 & 9Kg Abc, 6Kg Halotron, 2.3Kg Co2), Weather Proof, Lockable,Red Colour,,Lock & Key, Break Glass, U-Rubber At All Glass,,Material: Eg, Model : C-L1MW c/w 6L Fluorine Free Lithium Ion Battery Fire Extinguisher C/w TUV Approval EN3 & NTA 8133, Fire Rating 13A, 34B, 75F & Li 600Wh, Hook Bracket 74, (Dwg No. 20809272), Model : C-6LISE |  |  |  | 7080030624001 | 0308072500000 | 1.0000 | nos. |  | 1.2.2 EG Cabinet/ Frame&Door Complete - FX
[7080030624001] 300Mm(L)X220Mm(D)X770Mm(H)X1.2Mm,Cabinet For Fire Extinguisher ( 6 & 9Kg Abc, 6Kg Halotron, 2.3Kg Co2), Weather Proof, Lockable,Red Colour,,Lock & Key, Break Glass, U-Rubber At All Glass,,Material: Eg, Model : C-L1MW c/w 6L Fluorine Free Lithium Ion Battery Fire Extinguisher C/w TUV Approval EN3 & NTA 8133, Fire Rating 13A, 34B, 75F & Li 600Wh, Hook Bracket 74, (Dwg No. 20809272), Model : C-6LISE |  |  |  | 7080030624001 | 0307400000000 | 1.0000 | nos. |  | 1.2.2 EG Cabinet/ Frame&Door Complete - FX
[7080030700000] 300mm(L) X 220mm(D) X 770mm(H) X 1.2mm, Cabinet For Fire Extinguisher ( 6 & 9Kg ABC 6Kg Halotron, 2.3Kg CO2), Weather Proof, Non Lockable, Red Colour, Thumb Latch Knob, U-Rubber At All Glass, Material: EG |  |  |  | 7080030700000 | 0304820000000 | 2.0000 | nos. |  | 1.2.2 EG Cabinet/ Frame&Door Complete - FX
[7080030700000] 300mm(L) X 220mm(D) X 770mm(H) X 1.2mm, Cabinet For Fire Extinguisher ( 6 & 9Kg ABC 6Kg Halotron, 2.3Kg CO2), Weather Proof, Non Lockable, Red Colour, Thumb Latch Knob, U-Rubber At All Glass, Material: EG |  |  |  | 7080030700000 | 0303090000000 | 2.0000 | nos. |  | 1.2.2 EG Cabinet/ Frame&Door Complete - FX
[7080030700000] 300mm(L) X 220mm(D) X 770mm(H) X 1.2mm, Cabinet For Fire Extinguisher ( 6 & 9Kg ABC 6Kg Halotron, 2.3Kg CO2), Weather Proof, Non Lockable, Red Colour, Thumb Latch Knob, U-Rubber At All Glass, Material: EG |  |  |  | 7080030700000 | 0304970000000 | 1.0000 | nos. |  | 1.2.2 EG Cabinet/ Frame&Door Complete - FX
[7080030700000] 300mm(L) X 220mm(D) X 770mm(H) X 1.2mm, Cabinet For Fire Extinguisher ( 6 & 9Kg ABC 6Kg Halotron, 2.3Kg CO2), Weather Proof, Non Lockable, Red Colour, Thumb Latch Knob, U-Rubber At All Glass, Material: EG |  |  |  | 7080030700000 | 0305470000000 | 0.0100 | coil |  | 1.2.2 EG Cabinet/ Frame&Door Complete - FX
[7080030700000] 300mm(L) X 220mm(D) X 770mm(H) X 1.2mm, Cabinet For Fire Extinguisher ( 6 & 9Kg ABC 6Kg Halotron, 2.3Kg CO2), Weather Proof, Non Lockable, Red Colour, Thumb Latch Knob, U-Rubber At All Glass, Material: EG |  |  |  | 7080030700000 | 0303300000000 | 1.0000 | nos. |  | 1.2.2 EG Cabinet/ Frame&Door Complete - FX
[7080030700000] 300mm(L) X 220mm(D) X 770mm(H) X 1.2mm, Cabinet For Fire Extinguisher ( 6 & 9Kg ABC 6Kg Halotron, 2.3Kg CO2), Weather Proof, Non Lockable, Red Colour, Thumb Latch Knob, U-Rubber At All Glass, Material: EG |  |  |  | 7080030700000 | 0308072600000 | 1.0000 | nos. |  | 1.2.2 EG Cabinet/ Frame&Door Complete - FX
[7080030724001] 300mm(W)X220mm(D)X770mm(H)X1.2mm,Standing Pole Cabinet for Fire Extinguisher,Red Colour,Weather Proof,Non Lockable With Thumb Latch Knob,Viewing Glass,Material: EG,Standing Pole 500mm (H), Base Mounting Plate-220mm(W)X220mm(L) 4 Mounting Holes. |  |  |  | 7080030724001 | 0303090000000 | 4.0000 | nos. |  | 1.2.2 EG Cabinet/ Frame&Door Complete - FX
[7080030724001] 300mm(W)X220mm(D)X770mm(H)X1.2mm,Standing Pole Cabinet for Fire Extinguisher,Red Colour,Weather Proof,Non Lockable With Thumb Latch Knob,Viewing Glass,Material: EG,Standing Pole 500mm (H), Base Mounting Plate-220mm(W)X220mm(L) 4 Mounting Holes. |  |  |  | 7080030724001 | 0308072624001 | 1.0000 | nos. |  | 1.2.2 EG Cabinet/ Frame&Door Complete - FX
[7080030724001] 300mm(W)X220mm(D)X770mm(H)X1.2mm,Standing Pole Cabinet for Fire Extinguisher,Red Colour,Weather Proof,Non Lockable With Thumb Latch Knob,Viewing Glass,Material: EG,Standing Pole 500mm (H), Base Mounting Plate-220mm(W)X220mm(L) 4 Mounting Holes. |  |  |  | 7080030724001 | 0303300000000 | 1.0000 | nos. |  | 1.2.2 EG Cabinet/ Frame&Door Complete - FX
[7080030724001] 300mm(W)X220mm(D)X770mm(H)X1.2mm,Standing Pole Cabinet for Fire Extinguisher,Red Colour,Weather Proof,Non Lockable With Thumb Latch Knob,Viewing Glass,Material: EG,Standing Pole 500mm (H), Base Mounting Plate-220mm(W)X220mm(L) 4 Mounting Holes. |  |  |  | 7080030724001 | 0305470000000 | 0.0100 | coil |  | 1.2.2 EG Cabinet/ Frame&Door Complete - FX
[7080030724001] 300mm(W)X220mm(D)X770mm(H)X1.2mm,Standing Pole Cabinet for Fire Extinguisher,Red Colour,Weather Proof,Non Lockable With Thumb Latch Knob,Viewing Glass,Material: EG,Standing Pole 500mm (H), Base Mounting Plate-220mm(W)X220mm(L) 4 Mounting Holes. |  |  |  | 7080030724001 | 0304970000000 | 1.0000 | nos. |  | 1.2.2 EG Cabinet/ Frame&Door Complete - FX
[7080030724001] 300mm(W)X220mm(D)X770mm(H)X1.2mm,Standing Pole Cabinet for Fire Extinguisher,Red Colour,Weather Proof,Non Lockable With Thumb Latch Knob,Viewing Glass,Material: EG,Standing Pole 500mm (H), Base Mounting Plate-220mm(W)X220mm(L) 4 Mounting Holes. |  |  |  | 7080030724001 | 0304820000000 | 4.0000 | nos. |  | 1.2.2 EG Cabinet/ Frame&Door Complete - FX
[7080030725001] 350mm(L) X 400mm(D) X 800mm(H) X 1.5mm, Cabinet For Air Compressor Outside Wall Mount, Non Weather Proof c/w Roof & Ventilation Holes, Below is Opening, Non Lockable, Red Colour, Thumb Latch Knob, Material: EG |  |  |  | 7080030725001 | 0303090000000 | 4.0000 | nos.
[7080030725001] 350mm(L) X 400mm(D) X 800mm(H) X 1.5mm, Cabinet For Air Compressor Outside Wall Mount, Non Weather Proof c/w Roof & Ventilation Holes, Below is Opening, Non Lockable, Red Colour, Thumb Latch Knob, Material: EG |  |  |  | 7080030725001 | 0308072625001 | 1.0000 | nos.
[7080030725001] 350mm(L) X 400mm(D) X 800mm(H) X 1.5mm, Cabinet For Air Compressor Outside Wall Mount, Non Weather Proof c/w Roof & Ventilation Holes, Below is Opening, Non Lockable, Red Colour, Thumb Latch Knob, Material: EG |  |  |  | 7080030725001 | 0305040100000 | 1.0000 | nos.
[7080030725001] 350mm(L) X 400mm(D) X 800mm(H) X 1.5mm, Cabinet For Air Compressor Outside Wall Mount, Non Weather Proof c/w Roof & Ventilation Holes, Below is Opening, Non Lockable, Red Colour, Thumb Latch Knob, Material: EG |  |  |  | 7080030725001 | 0303300000000 | 1.0000 | nos.
[7080030725001] 350mm(L) X 400mm(D) X 800mm(H) X 1.5mm, Cabinet For Air Compressor Outside Wall Mount, Non Weather Proof c/w Roof & Ventilation Holes, Below is Opening, Non Lockable, Red Colour, Thumb Latch Knob, Material: EG |  |  |  | 7080030725001 | 0304820000000 | 4.0000 | nos.
[7080030800000] 300Mm(L)X220Mm(D)X770Mm(H)X1.0Mm,,Cabinet For Fire Extinguisher ( 6 & 9Kg Abc, 6Kg Halotron), Weather Proof, Lockable,Hairline Finish,,Lock & Key, Break Glass, U-Rubber At All Glass,,Material: Ss316, |  |  |  | 7080030800000 | 0304810100000 | 1.0000 | nos. |  | 1.4.2 SS Cabinet/ Frame&Door Complete - FX
[7080030800000] 300Mm(L)X220Mm(D)X770Mm(H)X1.0Mm,,Cabinet For Fire Extinguisher ( 6 & 9Kg Abc, 6Kg Halotron), Weather Proof, Lockable,Hairline Finish,,Lock & Key, Break Glass, U-Rubber At All Glass,,Material: Ss316, |  |  |  | 7080030800000 | 0305470000000 | 0.0100 | coil |  | 1.4.2 SS Cabinet/ Frame&Door Complete - FX
[7080030800000] 300Mm(L)X220Mm(D)X770Mm(H)X1.0Mm,,Cabinet For Fire Extinguisher ( 6 & 9Kg Abc, 6Kg Halotron), Weather Proof, Lockable,Hairline Finish,,Lock & Key, Break Glass, U-Rubber At All Glass,,Material: Ss316, |  |  |  | 7080030800000 | 0303090100000 | 4.0000 | nos. |  | 1.4.2 SS Cabinet/ Frame&Door Complete - FX
[7080030800000] 300Mm(L)X220Mm(D)X770Mm(H)X1.0Mm,,Cabinet For Fire Extinguisher ( 6 & 9Kg Abc, 6Kg Halotron), Weather Proof, Lockable,Hairline Finish,,Lock & Key, Break Glass, U-Rubber At All Glass,,Material: Ss316, |  |  |  | 7080030800000 | 0304810000000 | 3.0000 | nos. |  | 1.4.2 SS Cabinet/ Frame&Door Complete - FX
[7080030800000] 300Mm(L)X220Mm(D)X770Mm(H)X1.0Mm,,Cabinet For Fire Extinguisher ( 6 & 9Kg Abc, 6Kg Halotron), Weather Proof, Lockable,Hairline Finish,,Lock & Key, Break Glass, U-Rubber At All Glass,,Material: Ss316, |  |  |  | 7080030800000 | 0304970000000 | 1.0000 | nos. |  | 1.4.2 SS Cabinet/ Frame&Door Complete - FX
[7080030800000] 300Mm(L)X220Mm(D)X770Mm(H)X1.0Mm,,Cabinet For Fire Extinguisher ( 6 & 9Kg Abc, 6Kg Halotron), Weather Proof, Lockable,Hairline Finish,,Lock & Key, Break Glass, U-Rubber At All Glass,,Material: Ss316, |  |  |  | 7080030800000 | 0307400000000 | 1.0000 | nos. |  | 1.4.2 SS Cabinet/ Frame&Door Complete - FX
[7080030800000] 300Mm(L)X220Mm(D)X770Mm(H)X1.0Mm,,Cabinet For Fire Extinguisher ( 6 & 9Kg Abc, 6Kg Halotron), Weather Proof, Lockable,Hairline Finish,,Lock & Key, Break Glass, U-Rubber At All Glass,,Material: Ss316, |  |  |  | 7080030800000 | 0305450000000 | 1.0000 | nos. |  | 1.4.2 SS Cabinet/ Frame&Door Complete - FX
[7080030800000] 300Mm(L)X220Mm(D)X770Mm(H)X1.0Mm,,Cabinet For Fire Extinguisher ( 6 & 9Kg Abc, 6Kg Halotron), Weather Proof, Lockable,Hairline Finish,,Lock & Key, Break Glass, U-Rubber At All Glass,,Material: Ss316, |  |  |  | 7080030800000 | 0308072700000 | 1.0000 | nos. |  | 1.4.2 SS Cabinet/ Frame&Door Complete - FX
[7080030800000] 300Mm(L)X220Mm(D)X770Mm(H)X1.0Mm,,Cabinet For Fire Extinguisher ( 6 & 9Kg Abc, 6Kg Halotron), Weather Proof, Lockable,Hairline Finish,,Lock & Key, Break Glass, U-Rubber At All Glass,,Material: Ss316, |  |  |  | 7080030800000 | 0304980000000 | 1.0000 | nos. |  | 1.4.2 SS Cabinet/ Frame&Door Complete - FX
[7080030900000] 300Mm(L)X220Mm(D)X770Mm(H)X1.0Mm,,Cabinet For Fire Extinguisher ( 6 & 9Kg Abc, 6Kg Halotron), Weather Proof, Non Lockable,Hairline Finish,,Thumb Latch Knob,U-Rubber At All Glass,,Material: Ss316, |  |  |  | 7080030900000 | 0304970000000 | 1.0000 | nos. |  | 1.4.2 SS Cabinet/ Frame&Door Complete - FX
[7080030900000] 300Mm(L)X220Mm(D)X770Mm(H)X1.0Mm,,Cabinet For Fire Extinguisher ( 6 & 9Kg Abc, 6Kg Halotron), Weather Proof, Non Lockable,Hairline Finish,,Thumb Latch Knob,U-Rubber At All Glass,,Material: Ss316, |  |  |  | 7080030900000 | 0303090100000 | 2.0000 | nos. |  | 1.4.2 SS Cabinet/ Frame&Door Complete - FX
[7080030900000] 300Mm(L)X220Mm(D)X770Mm(H)X1.0Mm,,Cabinet For Fire Extinguisher ( 6 & 9Kg Abc, 6Kg Halotron), Weather Proof, Non Lockable,Hairline Finish,,Thumb Latch Knob,U-Rubber At All Glass,,Material: Ss316, |  |  |  | 7080030900000 | 0303300000000 | 1.0000 | nos. |  | 1.4.2 SS Cabinet/ Frame&Door Complete - FX
[7080030900000] 300Mm(L)X220Mm(D)X770Mm(H)X1.0Mm,,Cabinet For Fire Extinguisher ( 6 & 9Kg Abc, 6Kg Halotron), Weather Proof, Non Lockable,Hairline Finish,,Thumb Latch Knob,U-Rubber At All Glass,,Material: Ss316, |  |  |  | 7080030900000 | 0305470000000 | 0.0100 | coil |  | 1.4.2 SS Cabinet/ Frame&Door Complete - FX
[7080030900000] 300Mm(L)X220Mm(D)X770Mm(H)X1.0Mm,,Cabinet For Fire Extinguisher ( 6 & 9Kg Abc, 6Kg Halotron), Weather Proof, Non Lockable,Hairline Finish,,Thumb Latch Knob,U-Rubber At All Glass,,Material: Ss316, |  |  |  | 7080030900000 | 0304810000000 | 2.0000 | nos. |  | 1.4.2 SS Cabinet/ Frame&Door Complete - FX
[7080030900000] 300Mm(L)X220Mm(D)X770Mm(H)X1.0Mm,,Cabinet For Fire Extinguisher ( 6 & 9Kg Abc, 6Kg Halotron), Weather Proof, Non Lockable,Hairline Finish,,Thumb Latch Knob,U-Rubber At All Glass,,Material: Ss316, |  |  |  | 7080030900000 | 0308072800000 | 1.0000 | nos. |  | 1.4.2 SS Cabinet/ Frame&Door Complete - FX
[7080031300000] 300MM(L)X220MM(D)X770MM(H)X1.0MM,,CABINET FOR FIRE EXTINGUISHER ( 6 & 9KG ABC, 6KG HALOTRON), WEATHER PROOF, LOCKABLE,HAIRLINE FINISH,,LOCK & KEY, BREAK GLASS, U-RUBBER AT ALL GLASS,,MATERIAL: SS304, |  |  |  | 7080031300000 | 0305450000000 | 1.0000 | nos. |  | SS Cabinet/ Frame&Door - FX
[7080031300000] 300MM(L)X220MM(D)X770MM(H)X1.0MM,,CABINET FOR FIRE EXTINGUISHER ( 6 & 9KG ABC, 6KG HALOTRON), WEATHER PROOF, LOCKABLE,HAIRLINE FINISH,,LOCK & KEY, BREAK GLASS, U-RUBBER AT ALL GLASS,,MATERIAL: SS304, |  |  |  | 7080031300000 | 0305470000000 | 0.0100 | coil |  | SS Cabinet/ Frame&Door - FX
[7080031300000] 300MM(L)X220MM(D)X770MM(H)X1.0MM,,CABINET FOR FIRE EXTINGUISHER ( 6 & 9KG ABC, 6KG HALOTRON), WEATHER PROOF, LOCKABLE,HAIRLINE FINISH,,LOCK & KEY, BREAK GLASS, U-RUBBER AT ALL GLASS,,MATERIAL: SS304, |  |  |  | 7080031300000 | 0307400000000 | 1.0000 | nos. |  | SS Cabinet/ Frame&Door - FX
[7080031300000] 300MM(L)X220MM(D)X770MM(H)X1.0MM,,CABINET FOR FIRE EXTINGUISHER ( 6 & 9KG ABC, 6KG HALOTRON), WEATHER PROOF, LOCKABLE,HAIRLINE FINISH,,LOCK & KEY, BREAK GLASS, U-RUBBER AT ALL GLASS,,MATERIAL: SS304, |  |  |  | 7080031300000 | 0304810100000 | 1.0000 | nos. |  | SS Cabinet/ Frame&Door - FX
[7080031300000] 300MM(L)X220MM(D)X770MM(H)X1.0MM,,CABINET FOR FIRE EXTINGUISHER ( 6 & 9KG ABC, 6KG HALOTRON), WEATHER PROOF, LOCKABLE,HAIRLINE FINISH,,LOCK & KEY, BREAK GLASS, U-RUBBER AT ALL GLASS,,MATERIAL: SS304, |  |  |  | 7080031300000 | 0303090100000 | 4.0000 | nos. |  | SS Cabinet/ Frame&Door - FX
[7080031300000] 300MM(L)X220MM(D)X770MM(H)X1.0MM,,CABINET FOR FIRE EXTINGUISHER ( 6 & 9KG ABC, 6KG HALOTRON), WEATHER PROOF, LOCKABLE,HAIRLINE FINISH,,LOCK & KEY, BREAK GLASS, U-RUBBER AT ALL GLASS,,MATERIAL: SS304, |  |  |  | 7080031300000 | 0304970000000 | 1.0000 | nos. |  | SS Cabinet/ Frame&Door - FX
[7080031300000] 300MM(L)X220MM(D)X770MM(H)X1.0MM,,CABINET FOR FIRE EXTINGUISHER ( 6 & 9KG ABC, 6KG HALOTRON), WEATHER PROOF, LOCKABLE,HAIRLINE FINISH,,LOCK & KEY, BREAK GLASS, U-RUBBER AT ALL GLASS,,MATERIAL: SS304, |  |  |  | 7080031300000 | 0308118100000 | 1.0000 | nos. |  | SS Cabinet/ Frame&Door - FX
[7080031300000] 300MM(L)X220MM(D)X770MM(H)X1.0MM,,CABINET FOR FIRE EXTINGUISHER ( 6 & 9KG ABC, 6KG HALOTRON), WEATHER PROOF, LOCKABLE,HAIRLINE FINISH,,LOCK & KEY, BREAK GLASS, U-RUBBER AT ALL GLASS,,MATERIAL: SS304, |  |  |  | 7080031300000 | 0304980000000 | 1.0000 | nos. |  | SS Cabinet/ Frame&Door - FX
[7080031300000] 300MM(L)X220MM(D)X770MM(H)X1.0MM,,CABINET FOR FIRE EXTINGUISHER ( 6 & 9KG ABC, 6KG HALOTRON), WEATHER PROOF, LOCKABLE,HAIRLINE FINISH,,LOCK & KEY, BREAK GLASS, U-RUBBER AT ALL GLASS,,MATERIAL: SS304, |  |  |  | 7080031300000 | 0304810000000 | 3.0000 | nos. |  | SS Cabinet/ Frame&Door - FX
[7080031400000] 300MM(L)X220MM(D)X770MM(H)X1.0MM,,CABINET FOR FIRE EXTINGUISHER ( 6 & 9KG ABC, 6KG HALOTRON), WEATHER PROOF, NON LOCKABLE,HAIRLINE FINISH,,THUMB LATCH KNOB,U-RUBBER AT ALL GLASS,,MATERIAL: SS304, |  |  |  | 7080031400000 | 0304970000000 | 1.0000 | nos. |  | SS Cabinet/ Frame&Door - FX
[7080031400000] 300MM(L)X220MM(D)X770MM(H)X1.0MM,,CABINET FOR FIRE EXTINGUISHER ( 6 & 9KG ABC, 6KG HALOTRON), WEATHER PROOF, NON LOCKABLE,HAIRLINE FINISH,,THUMB LATCH KNOB,U-RUBBER AT ALL GLASS,,MATERIAL: SS304, |  |  |  | 7080031400000 | 0305470000000 | 0.0100 | coil |  | SS Cabinet/ Frame&Door - FX
[7080031400000] 300MM(L)X220MM(D)X770MM(H)X1.0MM,,CABINET FOR FIRE EXTINGUISHER ( 6 & 9KG ABC, 6KG HALOTRON), WEATHER PROOF, NON LOCKABLE,HAIRLINE FINISH,,THUMB LATCH KNOB,U-RUBBER AT ALL GLASS,,MATERIAL: SS304, |  |  |  | 7080031400000 | 0303300000000 | 1.0000 | nos. |  | SS Cabinet/ Frame&Door - FX
[7080031400000] 300MM(L)X220MM(D)X770MM(H)X1.0MM,,CABINET FOR FIRE EXTINGUISHER ( 6 & 9KG ABC, 6KG HALOTRON), WEATHER PROOF, NON LOCKABLE,HAIRLINE FINISH,,THUMB LATCH KNOB,U-RUBBER AT ALL GLASS,,MATERIAL: SS304, |  |  |  | 7080031400000 | 0308118600000 | 1.0000 | nos. |  | SS Cabinet/ Frame&Door - FX
[7080031400000] 300MM(L)X220MM(D)X770MM(H)X1.0MM,,CABINET FOR FIRE EXTINGUISHER ( 6 & 9KG ABC, 6KG HALOTRON), WEATHER PROOF, NON LOCKABLE,HAIRLINE FINISH,,THUMB LATCH KNOB,U-RUBBER AT ALL GLASS,,MATERIAL: SS304, |  |  |  | 7080031400000 | 0304810000000 | 4.0000 | nos. |  | SS Cabinet/ Frame&Door - FX
[7080031424001] 300Mm(L)X220Mm(D)X770Mm(H)X1.0Mm, Cabinet For Fire Extinguisher (6 & 9Kg Abc, 6Kg Halotron), Weather Proof, Non Lockable,Hairline Finish, Thumb Latch Knob,U-Rubber At All Glass, 4 Nos Of Legs (150mm), Material: Ss304, |  |  |  | 7080031424001 | 0304810000000 | 2.0000 | nos.
[7080031424001] 300Mm(L)X220Mm(D)X770Mm(H)X1.0Mm, Cabinet For Fire Extinguisher (6 & 9Kg Abc, 6Kg Halotron), Weather Proof, Non Lockable,Hairline Finish, Thumb Latch Knob,U-Rubber At All Glass, 4 Nos Of Legs (150mm), Material: Ss304, |  |  |  | 7080031424001 | 0308118624001 | 1.0000 | nos.
[7080031424001] 300Mm(L)X220Mm(D)X770Mm(H)X1.0Mm, Cabinet For Fire Extinguisher (6 & 9Kg Abc, 6Kg Halotron), Weather Proof, Non Lockable,Hairline Finish, Thumb Latch Knob,U-Rubber At All Glass, 4 Nos Of Legs (150mm), Material: Ss304, |  |  |  | 7080031424001 | 0305470000000 | 0.0100 | coil
[7080031424001] 300Mm(L)X220Mm(D)X770Mm(H)X1.0Mm, Cabinet For Fire Extinguisher (6 & 9Kg Abc, 6Kg Halotron), Weather Proof, Non Lockable,Hairline Finish, Thumb Latch Knob,U-Rubber At All Glass, 4 Nos Of Legs (150mm), Material: Ss304, |  |  |  | 7080031424001 | 0304970000000 | 1.0000 | nos.
[7080031424001] 300Mm(L)X220Mm(D)X770Mm(H)X1.0Mm, Cabinet For Fire Extinguisher (6 & 9Kg Abc, 6Kg Halotron), Weather Proof, Non Lockable,Hairline Finish, Thumb Latch Knob,U-Rubber At All Glass, 4 Nos Of Legs (150mm), Material: Ss304, |  |  |  | 7080031424001 | 0303090100000 | 2.0000 | nos.
[7080031424001] 300Mm(L)X220Mm(D)X770Mm(H)X1.0Mm, Cabinet For Fire Extinguisher (6 & 9Kg Abc, 6Kg Halotron), Weather Proof, Non Lockable,Hairline Finish, Thumb Latch Knob,U-Rubber At All Glass, 4 Nos Of Legs (150mm), Material: Ss304, |  |  |  | 7080031424001 | 0303300000000 | 1.0000 | nos.
[7080050000000] 800mm(H) x 800mm(W) x 361mm(D) x 1.2mm Hose Reel Cabinet - Wall Mounted, Non Weather Proof, Lockable, Red Colour, Lock & Key, Viewing Glass, Break Glass, Back Of Cabinet Is Not Fully Covered Up. Standard Wordings in White Colour, Material: EG |  |  |  | 7080050000000 | 0304980000000 | 1.0000 | nos. |  | 1.2.3 EG Cabinet/ Frame&Door Complete - HR
[7080050000000] 800mm(H) x 800mm(W) x 361mm(D) x 1.2mm Hose Reel Cabinet - Wall Mounted, Non Weather Proof, Lockable, Red Colour, Lock & Key, Viewing Glass, Break Glass, Back Of Cabinet Is Not Fully Covered Up. Standard Wordings in White Colour, Material: EG |  |  |  | 7080050000000 | 0304970000000 | 1.0000 | nos. |  | 1.2.3 EG Cabinet/ Frame&Door Complete - HR
[7080050000000] 800mm(H) x 800mm(W) x 361mm(D) x 1.2mm Hose Reel Cabinet - Wall Mounted, Non Weather Proof, Lockable, Red Colour, Lock & Key, Viewing Glass, Break Glass, Back Of Cabinet Is Not Fully Covered Up. Standard Wordings in White Colour, Material: EG |  |  |  | 7080050000000 | 0307980100000 | 1.0000 | nos. |  | 1.2.3 EG Cabinet/ Frame&Door Complete - HR
[7080050000000] 800mm(H) x 800mm(W) x 361mm(D) x 1.2mm Hose Reel Cabinet - Wall Mounted, Non Weather Proof, Lockable, Red Colour, Lock & Key, Viewing Glass, Break Glass, Back Of Cabinet Is Not Fully Covered Up. Standard Wordings in White Colour, Material: EG |  |  |  | 7080050000000 | 0304820100000 | 1.0000 | nos. |  | 1.2.3 EG Cabinet/ Frame&Door Complete - HR
[7080050000000] 800mm(H) x 800mm(W) x 361mm(D) x 1.2mm Hose Reel Cabinet - Wall Mounted, Non Weather Proof, Lockable, Red Colour, Lock & Key, Viewing Glass, Break Glass, Back Of Cabinet Is Not Fully Covered Up. Standard Wordings in White Colour, Material: EG |  |  |  | 7080050000000 | 0307400000000 | 1.0000 | nos. |  | 1.2.3 EG Cabinet/ Frame&Door Complete - HR
[7080050000000] 800mm(H) x 800mm(W) x 361mm(D) x 1.2mm Hose Reel Cabinet - Wall Mounted, Non Weather Proof, Lockable, Red Colour, Lock & Key, Viewing Glass, Break Glass, Back Of Cabinet Is Not Fully Covered Up. Standard Wordings in White Colour, Material: EG |  |  |  | 7080050000000 | 0303090000000 | 4.0000 | nos. |  | 1.2.3 EG Cabinet/ Frame&Door Complete - HR
[7080050000000] 800mm(H) x 800mm(W) x 361mm(D) x 1.2mm Hose Reel Cabinet - Wall Mounted, Non Weather Proof, Lockable, Red Colour, Lock & Key, Viewing Glass, Break Glass, Back Of Cabinet Is Not Fully Covered Up. Standard Wordings in White Colour, Material: EG |  |  |  | 7080050000000 | 0304820000000 | 3.0000 | nos. |  | 1.2.3 EG Cabinet/ Frame&Door Complete - HR
[7080050022001] 800mm(H) x 800mm(W) x 361mm(D) x 1.2mm Hose Reel Cabinet - Wall Mounted, Non Weatherproof, Lockable, Red Colour, Lock & Key, Break Glass, Viewing Glass, Back of Cabinet Covered Up, Standard Wording in White Colour c/w 25mm x 30m Manual Swing Standard Hose Reel (Com No. 8080010000006), Material: EG |  |  |  | 7080050022001 | 0307980118001 | 1.0000 | nos. |  | 1.2.3 EG Cabinet/ Frame&Door Complete - HR
[7080050022001] 800mm(H) x 800mm(W) x 361mm(D) x 1.2mm Hose Reel Cabinet - Wall Mounted, Non Weatherproof, Lockable, Red Colour, Lock & Key, Break Glass, Viewing Glass, Back of Cabinet Covered Up, Standard Wording in White Colour c/w 25mm x 30m Manual Swing Standard Hose Reel (Com No. 8080010000006), Material: EG |  |  |  | 7080050022001 | 0323772000000 | 4.0000 | nos. |  | 1.2.3 EG Cabinet/ Frame&Door Complete - HR
[7080050022001] 800mm(H) x 800mm(W) x 361mm(D) x 1.2mm Hose Reel Cabinet - Wall Mounted, Non Weatherproof, Lockable, Red Colour, Lock & Key, Break Glass, Viewing Glass, Back of Cabinet Covered Up, Standard Wording in White Colour c/w 25mm x 30m Manual Swing Standard Hose Reel (Com No. 8080010000006), Material: EG |  |  |  | 7080050022001 | 0304820100000 | 1.0000 | nos. |  | 1.2.3 EG Cabinet/ Frame&Door Complete - HR
[7080050022001] 800mm(H) x 800mm(W) x 361mm(D) x 1.2mm Hose Reel Cabinet - Wall Mounted, Non Weatherproof, Lockable, Red Colour, Lock & Key, Break Glass, Viewing Glass, Back of Cabinet Covered Up, Standard Wording in White Colour c/w 25mm x 30m Manual Swing Standard Hose Reel (Com No. 8080010000006), Material: EG |  |  |  | 7080050022001 | 0304980000000 | 1.0000 | nos. |  | 1.2.3 EG Cabinet/ Frame&Door Complete - HR
[7080050022001] 800mm(H) x 800mm(W) x 361mm(D) x 1.2mm Hose Reel Cabinet - Wall Mounted, Non Weatherproof, Lockable, Red Colour, Lock & Key, Break Glass, Viewing Glass, Back of Cabinet Covered Up, Standard Wording in White Colour c/w 25mm x 30m Manual Swing Standard Hose Reel (Com No. 8080010000006), Material: EG |  |  |  | 7080050022001 | 0307400000000 | 1.0000 | nos. |  | 1.2.3 EG Cabinet/ Frame&Door Complete - HR
[7080050022001] 800mm(H) x 800mm(W) x 361mm(D) x 1.2mm Hose Reel Cabinet - Wall Mounted, Non Weatherproof, Lockable, Red Colour, Lock & Key, Break Glass, Viewing Glass, Back of Cabinet Covered Up, Standard Wording in White Colour c/w 25mm x 30m Manual Swing Standard Hose Reel (Com No. 8080010000006), Material: EG |  |  |  | 7080050022001 | 0323984300000 | 1.0000 | nos. |  | 1.2.3 EG Cabinet/ Frame&Door Complete - HR
[7080050022001] 800mm(H) x 800mm(W) x 361mm(D) x 1.2mm Hose Reel Cabinet - Wall Mounted, Non Weatherproof, Lockable, Red Colour, Lock & Key, Break Glass, Viewing Glass, Back of Cabinet Covered Up, Standard Wording in White Colour c/w 25mm x 30m Manual Swing Standard Hose Reel (Com No. 8080010000006), Material: EG |  |  |  | 7080050022001 | 0303090000000 | 4.0000 | nos. |  | 1.2.3 EG Cabinet/ Frame&Door Complete - HR
[7080050022001] 800mm(H) x 800mm(W) x 361mm(D) x 1.2mm Hose Reel Cabinet - Wall Mounted, Non Weatherproof, Lockable, Red Colour, Lock & Key, Break Glass, Viewing Glass, Back of Cabinet Covered Up, Standard Wording in White Colour c/w 25mm x 30m Manual Swing Standard Hose Reel (Com No. 8080010000006), Material: EG |  |  |  | 7080050022001 | 0304970000000 | 1.0000 | nos. |  | 1.2.3 EG Cabinet/ Frame&Door Complete - HR
[7080050022001] 800mm(H) x 800mm(W) x 361mm(D) x 1.2mm Hose Reel Cabinet - Wall Mounted, Non Weatherproof, Lockable, Red Colour, Lock & Key, Break Glass, Viewing Glass, Back of Cabinet Covered Up, Standard Wording in White Colour c/w 25mm x 30m Manual Swing Standard Hose Reel (Com No. 8080010000006), Material: EG |  |  |  | 7080050022001 | 8080010000006 | 1.0000 | nos. |  | 1.2.3 EG Cabinet/ Frame&Door Complete - HR
[7080050022001] 800mm(H) x 800mm(W) x 361mm(D) x 1.2mm Hose Reel Cabinet - Wall Mounted, Non Weatherproof, Lockable, Red Colour, Lock & Key, Break Glass, Viewing Glass, Back of Cabinet Covered Up, Standard Wording in White Colour c/w 25mm x 30m Manual Swing Standard Hose Reel (Com No. 8080010000006), Material: EG |  |  |  | 7080050022001 | 0304820000000 | 3.0000 | nos. |  | 1.2.3 EG Cabinet/ Frame&Door Complete - HR
[7080050022001] 800mm(H) x 800mm(W) x 361mm(D) x 1.2mm Hose Reel Cabinet - Wall Mounted, Non Weatherproof, Lockable, Red Colour, Lock & Key, Break Glass, Viewing Glass, Back of Cabinet Covered Up, Standard Wording in White Colour c/w 25mm x 30m Manual Swing Standard Hose Reel (Com No. 8080010000006), Material: EG |  |  |  | 7080050022001 | 0312350000000 | 4.0000 | nos. |  | 1.2.3 EG Cabinet/ Frame&Door Complete - HR
[7080050023001] 800mm(H) x 800mm(W) x 361mm(D) x 1.2mm Hose Reel Cabinet - Wall Mounted, Non Weatherproof, Lockable, Red Colour, Lock & Key, Viewing Glass, Break Glass, Back of Cabinet Covered Up, Standard Wording in White Colour, Material: EG complete with 1" X 30m HP Hose Reel, Swing L-Bracket, Drum 585mm X 180mm, LG2 Double Waterway(Right), C/W MED, EN694 High Pressure Hose, C18 Jet/Spray Nozzle, Inlet: 1" NST(F), BS EN671-1, Material: SS316 |  |  |  | 7080050023001 | 0304820000000 | 3.0000 | nos. |  | 1.2.3 EG Cabinet/ Frame&Door Complete - HR
[7080050023001] 800mm(H) x 800mm(W) x 361mm(D) x 1.2mm Hose Reel Cabinet - Wall Mounted, Non Weatherproof, Lockable, Red Colour, Lock & Key, Viewing Glass, Break Glass, Back of Cabinet Covered Up, Standard Wording in White Colour, Material: EG complete with 1" X 30m HP Hose Reel, Swing L-Bracket, Drum 585mm X 180mm, LG2 Double Waterway(Right), C/W MED, EN694 High Pressure Hose, C18 Jet/Spray Nozzle, Inlet: 1" NST(F), BS EN671-1, Material: SS316 |  |  |  | 7080050023001 | 0304970000000 | 1.0000 | nos. |  | 1.2.3 EG Cabinet/ Frame&Door Complete - HR
[7080050023001] 800mm(H) x 800mm(W) x 361mm(D) x 1.2mm Hose Reel Cabinet - Wall Mounted, Non Weatherproof, Lockable, Red Colour, Lock & Key, Viewing Glass, Break Glass, Back of Cabinet Covered Up, Standard Wording in White Colour, Material: EG complete with 1" X 30m HP Hose Reel, Swing L-Bracket, Drum 585mm X 180mm, LG2 Double Waterway(Right), C/W MED, EN694 High Pressure Hose, C18 Jet/Spray Nozzle, Inlet: 1" NST(F), BS EN671-1, Material: SS316 |  |  |  | 7080050023001 | 0304980000000 | 1.0000 | nos. |  | 1.2.3 EG Cabinet/ Frame&Door Complete - HR
[7080050023001] 800mm(H) x 800mm(W) x 361mm(D) x 1.2mm Hose Reel Cabinet - Wall Mounted, Non Weatherproof, Lockable, Red Colour, Lock & Key, Viewing Glass, Break Glass, Back of Cabinet Covered Up, Standard Wording in White Colour, Material: EG complete with 1" X 30m HP Hose Reel, Swing L-Bracket, Drum 585mm X 180mm, LG2 Double Waterway(Right), C/W MED, EN694 High Pressure Hose, C18 Jet/Spray Nozzle, Inlet: 1" NST(F), BS EN671-1, Material: SS316 |  |  |  | 7080050023001 | 8080140023001 | 1.0000 | nos. |  | 1.2.3 EG Cabinet/ Frame&Door Complete - HR
[7080050023001] 800mm(H) x 800mm(W) x 361mm(D) x 1.2mm Hose Reel Cabinet - Wall Mounted, Non Weatherproof, Lockable, Red Colour, Lock & Key, Viewing Glass, Break Glass, Back of Cabinet Covered Up, Standard Wording in White Colour, Material: EG complete with 1" X 30m HP Hose Reel, Swing L-Bracket, Drum 585mm X 180mm, LG2 Double Waterway(Right), C/W MED, EN694 High Pressure Hose, C18 Jet/Spray Nozzle, Inlet: 1" NST(F), BS EN671-1, Material: SS316 |  |  |  | 7080050023001 | 0323772000000 | 4.0000 | nos. |  | 1.2.3 EG Cabinet/ Frame&Door Complete - HR
[7080050023001] 800mm(H) x 800mm(W) x 361mm(D) x 1.2mm Hose Reel Cabinet - Wall Mounted, Non Weatherproof, Lockable, Red Colour, Lock & Key, Viewing Glass, Break Glass, Back of Cabinet Covered Up, Standard Wording in White Colour, Material: EG complete with 1" X 30m HP Hose Reel, Swing L-Bracket, Drum 585mm X 180mm, LG2 Double Waterway(Right), C/W MED, EN694 High Pressure Hose, C18 Jet/Spray Nozzle, Inlet: 1" NST(F), BS EN671-1, Material: SS316 |  |  |  | 7080050023001 | 0304820100000 | 1.0000 | nos. |  | 1.2.3 EG Cabinet/ Frame&Door Complete - HR
[7080050023001] 800mm(H) x 800mm(W) x 361mm(D) x 1.2mm Hose Reel Cabinet - Wall Mounted, Non Weatherproof, Lockable, Red Colour, Lock & Key, Viewing Glass, Break Glass, Back of Cabinet Covered Up, Standard Wording in White Colour, Material: EG complete with 1" X 30m HP Hose Reel, Swing L-Bracket, Drum 585mm X 180mm, LG2 Double Waterway(Right), C/W MED, EN694 High Pressure Hose, C18 Jet/Spray Nozzle, Inlet: 1" NST(F), BS EN671-1, Material: SS316 |  |  |  | 7080050023001 | 0312350000000 | 4.0000 | nos. |  | 1.2.3 EG Cabinet/ Frame&Door Complete - HR
[7080050023001] 800mm(H) x 800mm(W) x 361mm(D) x 1.2mm Hose Reel Cabinet - Wall Mounted, Non Weatherproof, Lockable, Red Colour, Lock & Key, Viewing Glass, Break Glass, Back of Cabinet Covered Up, Standard Wording in White Colour, Material: EG complete with 1" X 30m HP Hose Reel, Swing L-Bracket, Drum 585mm X 180mm, LG2 Double Waterway(Right), C/W MED, EN694 High Pressure Hose, C18 Jet/Spray Nozzle, Inlet: 1" NST(F), BS EN671-1, Material: SS316 |  |  |  | 7080050023001 | 0323984300000 | 1.0000 | nos. |  | 1.2.3 EG Cabinet/ Frame&Door Complete - HR
[7080050023001] 800mm(H) x 800mm(W) x 361mm(D) x 1.2mm Hose Reel Cabinet - Wall Mounted, Non Weatherproof, Lockable, Red Colour, Lock & Key, Viewing Glass, Break Glass, Back of Cabinet Covered Up, Standard Wording in White Colour, Material: EG complete with 1" X 30m HP Hose Reel, Swing L-Bracket, Drum 585mm X 180mm, LG2 Double Waterway(Right), C/W MED, EN694 High Pressure Hose, C18 Jet/Spray Nozzle, Inlet: 1" NST(F), BS EN671-1, Material: SS316 |  |  |  | 7080050023001 | 0303090000000 | 4.0000 | nos. |  | 1.2.3 EG Cabinet/ Frame&Door Complete - HR
[7080050023001] 800mm(H) x 800mm(W) x 361mm(D) x 1.2mm Hose Reel Cabinet - Wall Mounted, Non Weatherproof, Lockable, Red Colour, Lock & Key, Viewing Glass, Break Glass, Back of Cabinet Covered Up, Standard Wording in White Colour, Material: EG complete with 1" X 30m HP Hose Reel, Swing L-Bracket, Drum 585mm X 180mm, LG2 Double Waterway(Right), C/W MED, EN694 High Pressure Hose, C18 Jet/Spray Nozzle, Inlet: 1" NST(F), BS EN671-1, Material: SS316 |  |  |  | 7080050023001 | 0307400000000 | 1.0000 | nos. |  | 1.2.3 EG Cabinet/ Frame&Door Complete - HR
[7080050023001] 800mm(H) x 800mm(W) x 361mm(D) x 1.2mm Hose Reel Cabinet - Wall Mounted, Non Weatherproof, Lockable, Red Colour, Lock & Key, Viewing Glass, Break Glass, Back of Cabinet Covered Up, Standard Wording in White Colour, Material: EG complete with 1" X 30m HP Hose Reel, Swing L-Bracket, Drum 585mm X 180mm, LG2 Double Waterway(Right), C/W MED, EN694 High Pressure Hose, C18 Jet/Spray Nozzle, Inlet: 1" NST(F), BS EN671-1, Material: SS316 |  |  |  | 7080050023001 | 0307980118001 | 1.0000 | nos. |  | 1.2.3 EG Cabinet/ Frame&Door Complete - HR
[7080050023001] 800mm(H) x 800mm(W) x 361mm(D) x 1.2mm Hose Reel Cabinet - Wall Mounted, Non Weatherproof, Lockable, Red Colour, Lock & Key, Viewing Glass, Break Glass, Back of Cabinet Covered Up, Standard Wording in White Colour, Material: EG complete with 1" X 30m HP Hose Reel, Swing L-Bracket, Drum 585mm X 180mm, LG2 Double Waterway(Right), C/W MED, EN694 High Pressure Hose, C18 Jet/Spray Nozzle, Inlet: 1" NST(F), BS EN671-1, Material: SS316 |  |  |  | 7080050023001 | 0310520000000 | 1.0000 | nos. |  | 1.2.3 EG Cabinet/ Frame&Door Complete - HR
[7080050100000] Cabinet For Hose Reel - Wall Mounted, Red Colour, Non-Weather Proof, Non-Lockable With Thumb Latch Knob, Viewing Glass, Back Of Cabinet Not Fully Covered Up, 800mm(H) x 800mm(L) x 361mm(D) x 1.2mm, Material: EG |  |  |  | 7080050100000 | 0303090000000 | 2.0000 | nos. |  | 1.2.3 EG Cabinet/ Frame&Door Complete - HR
[7080050100000] Cabinet For Hose Reel - Wall Mounted, Red Colour, Non-Weather Proof, Non-Lockable With Thumb Latch Knob, Viewing Glass, Back Of Cabinet Not Fully Covered Up, 800mm(H) x 800mm(L) x 361mm(D) x 1.2mm, Material: EG |  |  |  | 7080050100000 | 0304820000000 | 2.0000 | nos. |  | 1.2.3 EG Cabinet/ Frame&Door Complete - HR
[7080050100000] Cabinet For Hose Reel - Wall Mounted, Red Colour, Non-Weather Proof, Non-Lockable With Thumb Latch Knob, Viewing Glass, Back Of Cabinet Not Fully Covered Up, 800mm(H) x 800mm(L) x 361mm(D) x 1.2mm, Material: EG |  |  |  | 7080050100000 | 0307980300000 | 1.0000 | nos. |  | 1.2.3 EG Cabinet/ Frame&Door Complete - HR
[7080050100000] Cabinet For Hose Reel - Wall Mounted, Red Colour, Non-Weather Proof, Non-Lockable With Thumb Latch Knob, Viewing Glass, Back Of Cabinet Not Fully Covered Up, 800mm(H) x 800mm(L) x 361mm(D) x 1.2mm, Material: EG |  |  |  | 7080050100000 | 0304970000000 | 1.0000 | nos. |  | 1.2.3 EG Cabinet/ Frame&Door Complete - HR
[7080050100000] Cabinet For Hose Reel - Wall Mounted, Red Colour, Non-Weather Proof, Non-Lockable With Thumb Latch Knob, Viewing Glass, Back Of Cabinet Not Fully Covered Up, 800mm(H) x 800mm(L) x 361mm(D) x 1.2mm, Material: EG |  |  |  | 7080050100000 | 0303300000000 | 1.0000 | nos. |  | 1.2.3 EG Cabinet/ Frame&Door Complete - HR
[7080050118002] 800mm(W)X800mm(H)X361mm(D)X1.2mm,Material: EG,Self Standing Hose Reel Cabinet,Non Lockable,Non weather Proof,c/w Thumb Latch Knob,Viewing Glass, 4 Nos Legs (150mm) With Hole,Back Of Cabinet Fully Covered Up,Standard Wording In White |  |  |  | 7080050118002 | 0303090000000 | 2.0000 | nos. |  | 1.2.3 EG Cabinet/ Frame&Door Complete - HR
[7080050118002] 800mm(W)X800mm(H)X361mm(D)X1.2mm,Material: EG,Self Standing Hose Reel Cabinet,Non Lockable,Non weather Proof,c/w Thumb Latch Knob,Viewing Glass, 4 Nos Legs (150mm) With Hole,Back Of Cabinet Fully Covered Up,Standard Wording In White |  |  |  | 7080050118002 | 0307980322003 | 1.0000 | nos. |  | 1.2.3 EG Cabinet/ Frame&Door Complete - HR
[7080050118002] 800mm(W)X800mm(H)X361mm(D)X1.2mm,Material: EG,Self Standing Hose Reel Cabinet,Non Lockable,Non weather Proof,c/w Thumb Latch Knob,Viewing Glass, 4 Nos Legs (150mm) With Hole,Back Of Cabinet Fully Covered Up,Standard Wording In White |  |  |  | 7080050118002 | 0312350000000 | 4.0000 | nos. |  | 1.2.3 EG Cabinet/ Frame&Door Complete - HR
[7080050118002] 800mm(W)X800mm(H)X361mm(D)X1.2mm,Material: EG,Self Standing Hose Reel Cabinet,Non Lockable,Non weather Proof,c/w Thumb Latch Knob,Viewing Glass, 4 Nos Legs (150mm) With Hole,Back Of Cabinet Fully Covered Up,Standard Wording In White |  |  |  | 7080050118002 | 0304820000000 | 2.0000 | nos. |  | 1.2.3 EG Cabinet/ Frame&Door Complete - HR
[7080050118002] 800mm(W)X800mm(H)X361mm(D)X1.2mm,Material: EG,Self Standing Hose Reel Cabinet,Non Lockable,Non weather Proof,c/w Thumb Latch Knob,Viewing Glass, 4 Nos Legs (150mm) With Hole,Back Of Cabinet Fully Covered Up,Standard Wording In White |  |  |  | 7080050118002 | 0323772000000 | 4.0000 | nos. |  | 1.2.3 EG Cabinet/ Frame&Door Complete - HR
[7080050118002] 800mm(W)X800mm(H)X361mm(D)X1.2mm,Material: EG,Self Standing Hose Reel Cabinet,Non Lockable,Non weather Proof,c/w Thumb Latch Knob,Viewing Glass, 4 Nos Legs (150mm) With Hole,Back Of Cabinet Fully Covered Up,Standard Wording In White |  |  |  | 7080050118002 | 0303300000000 | 1.0000 | nos. |  | 1.2.3 EG Cabinet/ Frame&Door Complete - HR
[7080050118002] 800mm(W)X800mm(H)X361mm(D)X1.2mm,Material: EG,Self Standing Hose Reel Cabinet,Non Lockable,Non weather Proof,c/w Thumb Latch Knob,Viewing Glass, 4 Nos Legs (150mm) With Hole,Back Of Cabinet Fully Covered Up,Standard Wording In White |  |  |  | 7080050118002 | 0304970000000 | 1.0000 | nos. |  | 1.2.3 EG Cabinet/ Frame&Door Complete - HR
[7080050118015] 800Mm(W)X800Mm(H)X361Mm(D)X1.2MM,Material: EG,Hose Reel Cabinet,Wall Mounted,Non Lockable,Non Weatherproof,Red Colour,Thumb Latch Knob,Viewing Glass,Door Opening From Right To Left,Back Of Cabinet Is Not Fully Cover Up,Standard Wording In White Colour |  |  |  | 7080050118015 | 0307980319003 | 1.0000 | nos. |  | 1.2.3 EG Cabinet/ Frame&Door Complete - HR
[7080050118015] 800Mm(W)X800Mm(H)X361Mm(D)X1.2MM,Material: EG,Hose Reel Cabinet,Wall Mounted,Non Lockable,Non Weatherproof,Red Colour,Thumb Latch Knob,Viewing Glass,Door Opening From Right To Left,Back Of Cabinet Is Not Fully Cover Up,Standard Wording In White Colour |  |  |  | 7080050118015 | 0304820000000 | 2.0000 | nos. |  | 1.2.3 EG Cabinet/ Frame&Door Complete - HR
[7080050118015] 800Mm(W)X800Mm(H)X361Mm(D)X1.2MM,Material: EG,Hose Reel Cabinet,Wall Mounted,Non Lockable,Non Weatherproof,Red Colour,Thumb Latch Knob,Viewing Glass,Door Opening From Right To Left,Back Of Cabinet Is Not Fully Cover Up,Standard Wording In White Colour |  |  |  | 7080050118015 | 0303090000000 | 2.0000 | nos. |  | 1.2.3 EG Cabinet/ Frame&Door Complete - HR
[7080050118015] 800Mm(W)X800Mm(H)X361Mm(D)X1.2MM,Material: EG,Hose Reel Cabinet,Wall Mounted,Non Lockable,Non Weatherproof,Red Colour,Thumb Latch Knob,Viewing Glass,Door Opening From Right To Left,Back Of Cabinet Is Not Fully Cover Up,Standard Wording In White Colour |  |  |  | 7080050118015 | 0303300000000 | 1.0000 | nos. |  | 1.2.3 EG Cabinet/ Frame&Door Complete - HR
[7080050118015] 800Mm(W)X800Mm(H)X361Mm(D)X1.2MM,Material: EG,Hose Reel Cabinet,Wall Mounted,Non Lockable,Non Weatherproof,Red Colour,Thumb Latch Knob,Viewing Glass,Door Opening From Right To Left,Back Of Cabinet Is Not Fully Cover Up,Standard Wording In White Colour |  |  |  | 7080050118015 | 0304970000000 | 1.0000 | nos. |  | 1.2.3 EG Cabinet/ Frame&Door Complete - HR
[7080050121001] 800mm(W)X800mm(H)X361mm(D)X1.2mm,Material: EG,Self Standing Hose Reel Cabinet,Non Lockable,Non Weatherproof,Thumb Latch Knob,Viewing Glass,4 Nos Legs (300mm) With Hole,Back Of Cabinet Fully Covered Up,Standard Wording In White |  |  |  | 7080050121001 | 0304820000000 | 2.0000 | nos. |  | 1.2.3 EG Cabinet/ Frame&Door Complete - HR
[7080050121001] 800mm(W)X800mm(H)X361mm(D)X1.2mm,Material: EG,Self Standing Hose Reel Cabinet,Non Lockable,Non Weatherproof,Thumb Latch Knob,Viewing Glass,4 Nos Legs (300mm) With Hole,Back Of Cabinet Fully Covered Up,Standard Wording In White |  |  |  | 7080050121001 | 0307980321001 | 1.0000 | nos. |  | 1.2.3 EG Cabinet/ Frame&Door Complete - HR
[7080050121001] 800mm(W)X800mm(H)X361mm(D)X1.2mm,Material: EG,Self Standing Hose Reel Cabinet,Non Lockable,Non Weatherproof,Thumb Latch Knob,Viewing Glass,4 Nos Legs (300mm) With Hole,Back Of Cabinet Fully Covered Up,Standard Wording In White |  |  |  | 7080050121001 | 0303300000000 | 1.0000 | nos. |  | 1.2.3 EG Cabinet/ Frame&Door Complete - HR
[7080050121001] 800mm(W)X800mm(H)X361mm(D)X1.2mm,Material: EG,Self Standing Hose Reel Cabinet,Non Lockable,Non Weatherproof,Thumb Latch Knob,Viewing Glass,4 Nos Legs (300mm) With Hole,Back Of Cabinet Fully Covered Up,Standard Wording In White |  |  |  | 7080050121001 | 0304970000000 | 1.0000 | nos. |  | 1.2.3 EG Cabinet/ Frame&Door Complete - HR
[7080050121001] 800mm(W)X800mm(H)X361mm(D)X1.2mm,Material: EG,Self Standing Hose Reel Cabinet,Non Lockable,Non Weatherproof,Thumb Latch Knob,Viewing Glass,4 Nos Legs (300mm) With Hole,Back Of Cabinet Fully Covered Up,Standard Wording In White |  |  |  | 7080050121001 | 0303090000000 | 2.0000 | nos. |  | 1.2.3 EG Cabinet/ Frame&Door Complete - HR
[7080050123002] 800mm(W)X800mm(H)X361mm(D)X1.2mm,Material: EG,Hose Reel Cabinet,Wall Mounted,Non Lockable,Non Weatherproof, White Colour,Thumb Latch Knob,Viewing Glass,Back Of The Cabinet Is Fully Cover Up,Standard Wording In Red Colour |  |  |  | 7080050123002 | 0303090000000 | 2.0000 | nos. |  | 1.2.3 EG Cabinet/ Frame&Door Complete - HR
[7080050123002] 800mm(W)X800mm(H)X361mm(D)X1.2mm,Material: EG,Hose Reel Cabinet,Wall Mounted,Non Lockable,Non Weatherproof, White Colour,Thumb Latch Knob,Viewing Glass,Back Of The Cabinet Is Fully Cover Up,Standard Wording In Red Colour |  |  |  | 7080050123002 | 0304820000000 | 2.0000 | nos. |  | 1.2.3 EG Cabinet/ Frame&Door Complete - HR
[7080050123002] 800mm(W)X800mm(H)X361mm(D)X1.2mm,Material: EG,Hose Reel Cabinet,Wall Mounted,Non Lockable,Non Weatherproof, White Colour,Thumb Latch Knob,Viewing Glass,Back Of The Cabinet Is Fully Cover Up,Standard Wording In Red Colour |  |  |  | 7080050123002 | 0312350000000 | 4.0000 | nos. |  | 1.2.3 EG Cabinet/ Frame&Door Complete - HR
[7080050123002] 800mm(W)X800mm(H)X361mm(D)X1.2mm,Material: EG,Hose Reel Cabinet,Wall Mounted,Non Lockable,Non Weatherproof, White Colour,Thumb Latch Knob,Viewing Glass,Back Of The Cabinet Is Fully Cover Up,Standard Wording In Red Colour |  |  |  | 7080050123002 | 0303300000000 | 1.0000 | nos. |  | 1.2.3 EG Cabinet/ Frame&Door Complete - HR
[7080050123002] 800mm(W)X800mm(H)X361mm(D)X1.2mm,Material: EG,Hose Reel Cabinet,Wall Mounted,Non Lockable,Non Weatherproof, White Colour,Thumb Latch Knob,Viewing Glass,Back Of The Cabinet Is Fully Cover Up,Standard Wording In Red Colour |  |  |  | 7080050123002 | 0323772000000 | 4.0000 | nos. |  | 1.2.3 EG Cabinet/ Frame&Door Complete - HR
[7080050123002] 800mm(W)X800mm(H)X361mm(D)X1.2mm,Material: EG,Hose Reel Cabinet,Wall Mounted,Non Lockable,Non Weatherproof, White Colour,Thumb Latch Knob,Viewing Glass,Back Of The Cabinet Is Fully Cover Up,Standard Wording In Red Colour |  |  |  | 7080050123002 | 0304970000000 | 1.0000 | nos. |  | 1.2.3 EG Cabinet/ Frame&Door Complete - HR
[7080050123002] 800mm(W)X800mm(H)X361mm(D)X1.2mm,Material: EG,Hose Reel Cabinet,Wall Mounted,Non Lockable,Non Weatherproof, White Colour,Thumb Latch Knob,Viewing Glass,Back Of The Cabinet Is Fully Cover Up,Standard Wording In Red Colour |  |  |  | 7080050123002 | 0307980323001 | 1.0000 | nos. |  | 1.2.3 EG Cabinet/ Frame&Door Complete - HR
[7080050123004] Cabinet For Hose Reel - Floor Mounted, Red Colour,Non- Weather Proof, Non-Lockable With Thumb Latch Knob, Viewing Glass, Back Of Cabinet Is Fully Covered Up, 800mm(H) x 800mm(L) x 361mm(D) x 1.2mm, Material: EG |  |  |  | 7080050123004 | 0312350000000 | 4.0000 | nos. |  | 1.2.3 EG Cabinet/ Frame&Door Complete - HR
[7080050123004] Cabinet For Hose Reel - Floor Mounted, Red Colour,Non- Weather Proof, Non-Lockable With Thumb Latch Knob, Viewing Glass, Back Of Cabinet Is Fully Covered Up, 800mm(H) x 800mm(L) x 361mm(D) x 1.2mm, Material: EG |  |  |  | 7080050123004 | 0304970000000 | 1.0000 | nos. |  | 1.2.3 EG Cabinet/ Frame&Door Complete - HR
[7080050123004] Cabinet For Hose Reel - Floor Mounted, Red Colour,Non- Weather Proof, Non-Lockable With Thumb Latch Knob, Viewing Glass, Back Of Cabinet Is Fully Covered Up, 800mm(H) x 800mm(L) x 361mm(D) x 1.2mm, Material: EG |  |  |  | 7080050123004 | 0323772000000 | 4.0000 | nos. |  | 1.2.3 EG Cabinet/ Frame&Door Complete - HR
[7080050123004] Cabinet For Hose Reel - Floor Mounted, Red Colour,Non- Weather Proof, Non-Lockable With Thumb Latch Knob, Viewing Glass, Back Of Cabinet Is Fully Covered Up, 800mm(H) x 800mm(L) x 361mm(D) x 1.2mm, Material: EG |  |  |  | 7080050123004 | 0303090000000 | 2.0000 | nos. |  | 1.2.3 EG Cabinet/ Frame&Door Complete - HR
[7080050123004] Cabinet For Hose Reel - Floor Mounted, Red Colour,Non- Weather Proof, Non-Lockable With Thumb Latch Knob, Viewing Glass, Back Of Cabinet Is Fully Covered Up, 800mm(H) x 800mm(L) x 361mm(D) x 1.2mm, Material: EG |  |  |  | 7080050123004 | 0303300000000 | 1.0000 | nos. |  | 1.2.3 EG Cabinet/ Frame&Door Complete - HR
[7080050123004] Cabinet For Hose Reel - Floor Mounted, Red Colour,Non- Weather Proof, Non-Lockable With Thumb Latch Knob, Viewing Glass, Back Of Cabinet Is Fully Covered Up, 800mm(H) x 800mm(L) x 361mm(D) x 1.2mm, Material: EG |  |  |  | 7080050123004 | 0304820000000 | 2.0000 | nos. |  | 1.2.3 EG Cabinet/ Frame&Door Complete - HR
[7080050123004] Cabinet For Hose Reel - Floor Mounted, Red Colour,Non- Weather Proof, Non-Lockable With Thumb Latch Knob, Viewing Glass, Back Of Cabinet Is Fully Covered Up, 800mm(H) x 800mm(L) x 361mm(D) x 1.2mm, Material: EG |  |  |  | 7080050123004 | 0307980323007 | 1.0000 | nos. |  | 1.2.3 EG Cabinet/ Frame&Door Complete - HR
[7080050125001] 800mm(H) x 750mm(L) x 361mm(D) x 1.2mm, Cabinet For Hose Reel - Wall Mounted, Red Colour, Non-Weather Proof, Non-Lockable With Thumb Latch Knob, Viewing Glass, Back Of Cabinet Not Fully Covered Up, Material: EG |  |  |  | 7080050125001 | 0303090000000 | 2.0000 | nos. |  | 1.2.3 EG Cabinet/ Frame&Door Complete - HR
[7080050125001] 800mm(H) x 750mm(L) x 361mm(D) x 1.2mm, Cabinet For Hose Reel - Wall Mounted, Red Colour, Non-Weather Proof, Non-Lockable With Thumb Latch Knob, Viewing Glass, Back Of Cabinet Not Fully Covered Up, Material: EG |  |  |  | 7080050125001 | 0304970000000 | 1.0000 | nos. |  | 1.2.3 EG Cabinet/ Frame&Door Complete - HR
[7080050125001] 800mm(H) x 750mm(L) x 361mm(D) x 1.2mm, Cabinet For Hose Reel - Wall Mounted, Red Colour, Non-Weather Proof, Non-Lockable With Thumb Latch Knob, Viewing Glass, Back Of Cabinet Not Fully Covered Up, Material: EG |  |  |  | 7080050125001 | 0303300000000 | 1.0000 | nos. |  | 1.2.3 EG Cabinet/ Frame&Door Complete - HR
[7080050125001] 800mm(H) x 750mm(L) x 361mm(D) x 1.2mm, Cabinet For Hose Reel - Wall Mounted, Red Colour, Non-Weather Proof, Non-Lockable With Thumb Latch Knob, Viewing Glass, Back Of Cabinet Not Fully Covered Up, Material: EG |  |  |  | 7080050125001 | 0304820000000 | 2.0000 | nos. |  | 1.2.3 EG Cabinet/ Frame&Door Complete - HR
[7080050125001] 800mm(H) x 750mm(L) x 361mm(D) x 1.2mm, Cabinet For Hose Reel - Wall Mounted, Red Colour, Non-Weather Proof, Non-Lockable With Thumb Latch Knob, Viewing Glass, Back Of Cabinet Not Fully Covered Up, Material: EG |  |  |  | 7080050125001 | 0307980325005 | 1.0000 | nos. |  | 1.2.3 EG Cabinet/ Frame&Door Complete - HR
[7080050300000] 800mm(H) x 800mm(L) x 361mm(D) x 1.0mm - Cabinet For Hose Reel Wall Mounted, Non Weather Proof, Lockable, Hairline Finish, Lock & Key, Viewing Glass, Break Glass, Back Of Cabinet Is Not Fully Covered Up, Material: SS304 |  |  |  | 7080050300000 | 0307980700000 | 1.0000 | nos. |  | 1.4.3 SS Cabinet/ Frame&Door Complete - HR
[7080050300000] 800mm(H) x 800mm(L) x 361mm(D) x 1.0mm - Cabinet For Hose Reel Wall Mounted, Non Weather Proof, Lockable, Hairline Finish, Lock & Key, Viewing Glass, Break Glass, Back Of Cabinet Is Not Fully Covered Up, Material: SS304 |  |  |  | 7080050300000 | 0304810000000 | 3.0000 | nos. |  | 1.4.3 SS Cabinet/ Frame&Door Complete - HR
[7080050300000] 800mm(H) x 800mm(L) x 361mm(D) x 1.0mm - Cabinet For Hose Reel Wall Mounted, Non Weather Proof, Lockable, Hairline Finish, Lock & Key, Viewing Glass, Break Glass, Back Of Cabinet Is Not Fully Covered Up, Material: SS304 |  |  |  | 7080050300000 | 0304970000000 | 1.0000 | nos. |  | 1.4.3 SS Cabinet/ Frame&Door Complete - HR
[7080050300000] 800mm(H) x 800mm(L) x 361mm(D) x 1.0mm - Cabinet For Hose Reel Wall Mounted, Non Weather Proof, Lockable, Hairline Finish, Lock & Key, Viewing Glass, Break Glass, Back Of Cabinet Is Not Fully Covered Up, Material: SS304 |  |  |  | 7080050300000 | 0304980000000 | 1.0000 | nos. |  | 1.4.3 SS Cabinet/ Frame&Door Complete - HR
[7080050300000] 800mm(H) x 800mm(L) x 361mm(D) x 1.0mm - Cabinet For Hose Reel Wall Mounted, Non Weather Proof, Lockable, Hairline Finish, Lock & Key, Viewing Glass, Break Glass, Back Of Cabinet Is Not Fully Covered Up, Material: SS304 |  |  |  | 7080050300000 | 0303090100000 | 4.0000 | nos. |  | 1.4.3 SS Cabinet/ Frame&Door Complete - HR
[7080050300000] 800mm(H) x 800mm(L) x 361mm(D) x 1.0mm - Cabinet For Hose Reel Wall Mounted, Non Weather Proof, Lockable, Hairline Finish, Lock & Key, Viewing Glass, Break Glass, Back Of Cabinet Is Not Fully Covered Up, Material: SS304 |  |  |  | 7080050300000 | 0304810100000 | 1.0000 | nos. |  | 1.4.3 SS Cabinet/ Frame&Door Complete - HR
[7080050300000] 800mm(H) x 800mm(L) x 361mm(D) x 1.0mm - Cabinet For Hose Reel Wall Mounted, Non Weather Proof, Lockable, Hairline Finish, Lock & Key, Viewing Glass, Break Glass, Back Of Cabinet Is Not Fully Covered Up, Material: SS304 |  |  |  | 7080050300000 | 0307400000000 | 1.0000 | nos. |  | 1.4.3 SS Cabinet/ Frame&Door Complete - HR
[7080050400000] 800mm(H) x 800mm(L) x 361mm(D) x 1.0mm - Cabinet For Hose Reel Wall Mounted, Non Weather Proof, Non Lockable, Hairline Finish, Thumb Latch Knob, Viewing Glass, Back Of Cabinet Is Not Fully Covered Up, Material: SS304 |  |  |  | 7080050400000 | 0304970000000 | 1.0000 | nos. |  | 1.4.3 SS Cabinet/ Frame&Door Complete - HR
[7080050400000] 800mm(H) x 800mm(L) x 361mm(D) x 1.0mm - Cabinet For Hose Reel Wall Mounted, Non Weather Proof, Non Lockable, Hairline Finish, Thumb Latch Knob, Viewing Glass, Back Of Cabinet Is Not Fully Covered Up, Material: SS304 |  |  |  | 7080050400000 | 0303300000000 | 1.0000 | nos. |  | 1.4.3 SS Cabinet/ Frame&Door Complete - HR
[7080050400000] 800mm(H) x 800mm(L) x 361mm(D) x 1.0mm - Cabinet For Hose Reel Wall Mounted, Non Weather Proof, Non Lockable, Hairline Finish, Thumb Latch Knob, Viewing Glass, Back Of Cabinet Is Not Fully Covered Up, Material: SS304 |  |  |  | 7080050400000 | 0304810000000 | 2.0000 | nos. |  | 1.4.3 SS Cabinet/ Frame&Door Complete - HR
[7080050400000] 800mm(H) x 800mm(L) x 361mm(D) x 1.0mm - Cabinet For Hose Reel Wall Mounted, Non Weather Proof, Non Lockable, Hairline Finish, Thumb Latch Knob, Viewing Glass, Back Of Cabinet Is Not Fully Covered Up, Material: SS304 |  |  |  | 7080050400000 | 0303090100000 | 2.0000 | nos. |  | 1.4.3 SS Cabinet/ Frame&Door Complete - HR
[7080050400000] 800mm(H) x 800mm(L) x 361mm(D) x 1.0mm - Cabinet For Hose Reel Wall Mounted, Non Weather Proof, Non Lockable, Hairline Finish, Thumb Latch Knob, Viewing Glass, Back Of Cabinet Is Not Fully Covered Up, Material: SS304 |  |  |  | 7080050400000 | 0307981000000 | 1.0000 | nos. |  | 1.4.3 SS Cabinet/ Frame&Door Complete - HR
[7080050418007] 800mm(W)X800mm(H)X361mm(D)X1.0mm,Material: SS304,Hose Reel Cabinet,Wall Mounted,Non Weatherproof,Non Lockable,Hairline Finishing,Thumb Latch Knob,Viewing Glass,Door Opening From Right To Left,Back Of Cabinet Is Not Fully Covered Up,Standard Wording In Red Colour |  |  |  | 7080050418007 | 0303300000000 | 1.0000 | nos. |  | 1.4.3 SS Cabinet/ Frame&Door Complete - HR
[7080050418007] 800mm(W)X800mm(H)X361mm(D)X1.0mm,Material: SS304,Hose Reel Cabinet,Wall Mounted,Non Weatherproof,Non Lockable,Hairline Finishing,Thumb Latch Knob,Viewing Glass,Door Opening From Right To Left,Back Of Cabinet Is Not Fully Covered Up,Standard Wording In Red Colour |  |  |  | 7080050418007 | 0304810000000 | 2.0000 | nos. |  | 1.4.3 SS Cabinet/ Frame&Door Complete - HR
[7080050418007] 800mm(W)X800mm(H)X361mm(D)X1.0mm,Material: SS304,Hose Reel Cabinet,Wall Mounted,Non Weatherproof,Non Lockable,Hairline Finishing,Thumb Latch Knob,Viewing Glass,Door Opening From Right To Left,Back Of Cabinet Is Not Fully Covered Up,Standard Wording In Red Colour |  |  |  | 7080050418007 | 0307981000000 | 1.0000 | nos. |  | 1.4.3 SS Cabinet/ Frame&Door Complete - HR
[7080050418007] 800mm(W)X800mm(H)X361mm(D)X1.0mm,Material: SS304,Hose Reel Cabinet,Wall Mounted,Non Weatherproof,Non Lockable,Hairline Finishing,Thumb Latch Knob,Viewing Glass,Door Opening From Right To Left,Back Of Cabinet Is Not Fully Covered Up,Standard Wording In Red Colour |  |  |  | 7080050418007 | 0303090100000 | 2.0000 | nos. |  | 1.4.3 SS Cabinet/ Frame&Door Complete - HR
[7080050418007] 800mm(W)X800mm(H)X361mm(D)X1.0mm,Material: SS304,Hose Reel Cabinet,Wall Mounted,Non Weatherproof,Non Lockable,Hairline Finishing,Thumb Latch Knob,Viewing Glass,Door Opening From Right To Left,Back Of Cabinet Is Not Fully Covered Up,Standard Wording In Red Colour |  |  |  | 7080050418007 | 0304970000000 | 1.0000 | nos. |  | 1.4.3 SS Cabinet/ Frame&Door Complete - HR
[7080050419009] 800mm(H)X800mm(L)X361mm(D)X1.0mm,Cabinet For Hose Reel,Wall Mounted,Non Weatherproof,Non Lockable,Hairline Finish,Thumb Latch Knob,Viewing Glass,Door Open From Right To Left,Back Of Cabinet Is Not Fully Covered Up,Material: SS316 |  |  |  | 7080050419009 | 0303090100000 | 2.0000 | nos. |  | 1.4.3 SS Cabinet/ Frame&Door Complete - HR
[7080050419009] 800mm(H)X800mm(L)X361mm(D)X1.0mm,Cabinet For Hose Reel,Wall Mounted,Non Weatherproof,Non Lockable,Hairline Finish,Thumb Latch Knob,Viewing Glass,Door Open From Right To Left,Back Of Cabinet Is Not Fully Covered Up,Material: SS316 |  |  |  | 7080050419009 | 0307981020001 | 1.0000 | nos. |  | 1.4.3 SS Cabinet/ Frame&Door Complete - HR
[7080050419009] 800mm(H)X800mm(L)X361mm(D)X1.0mm,Cabinet For Hose Reel,Wall Mounted,Non Weatherproof,Non Lockable,Hairline Finish,Thumb Latch Knob,Viewing Glass,Door Open From Right To Left,Back Of Cabinet Is Not Fully Covered Up,Material: SS316 |  |  |  | 7080050419009 | 0304970000000 | 1.0000 | nos. |  | 1.4.3 SS Cabinet/ Frame&Door Complete - HR
[7080050419009] 800mm(H)X800mm(L)X361mm(D)X1.0mm,Cabinet For Hose Reel,Wall Mounted,Non Weatherproof,Non Lockable,Hairline Finish,Thumb Latch Knob,Viewing Glass,Door Open From Right To Left,Back Of Cabinet Is Not Fully Covered Up,Material: SS316 |  |  |  | 7080050419009 | 0303300000000 | 1.0000 | nos. |  | 1.4.3 SS Cabinet/ Frame&Door Complete - HR
[7080050419009] 800mm(H)X800mm(L)X361mm(D)X1.0mm,Cabinet For Hose Reel,Wall Mounted,Non Weatherproof,Non Lockable,Hairline Finish,Thumb Latch Knob,Viewing Glass,Door Open From Right To Left,Back Of Cabinet Is Not Fully Covered Up,Material: SS316 |  |  |  | 7080050419009 | 0304810000000 | 2.0000 | nos. |  | 1.4.3 SS Cabinet/ Frame&Door Complete - HR
[7080050420003] 800mm(W)X800mm(H)X361mm(D)X1.0mm,Material: SS304,Hose Reel Cabinet,Wall Mounted,Non Weatherproof,Non Lockable,Hairline,Thumb Latch Knob,Door Opening From Right to Left,Viewing Glass, Back Of Cabinet Is Fully Covered Up,Standard Wording In Red Colour |  |  |  | 7080050420003 | 0312350100000 | 4.0000 | nos. |  | 1.4.3 SS Cabinet/ Frame&Door Complete - HR
[7080050420003] 800mm(W)X800mm(H)X361mm(D)X1.0mm,Material: SS304,Hose Reel Cabinet,Wall Mounted,Non Weatherproof,Non Lockable,Hairline,Thumb Latch Knob,Door Opening From Right to Left,Viewing Glass, Back Of Cabinet Is Fully Covered Up,Standard Wording In Red Colour |  |  |  | 7080050420003 | 0307981020004 | 1.0000 | nos. |  | 1.4.3 SS Cabinet/ Frame&Door Complete - HR
[7080050420003] 800mm(W)X800mm(H)X361mm(D)X1.0mm,Material: SS304,Hose Reel Cabinet,Wall Mounted,Non Weatherproof,Non Lockable,Hairline,Thumb Latch Knob,Door Opening From Right to Left,Viewing Glass, Back Of Cabinet Is Fully Covered Up,Standard Wording In Red Colour |  |  |  | 7080050420003 | 0303090100000 | 2.0000 | nos. |  | 1.4.3 SS Cabinet/ Frame&Door Complete - HR
[7080050420003] 800mm(W)X800mm(H)X361mm(D)X1.0mm,Material: SS304,Hose Reel Cabinet,Wall Mounted,Non Weatherproof,Non Lockable,Hairline,Thumb Latch Knob,Door Opening From Right to Left,Viewing Glass, Back Of Cabinet Is Fully Covered Up,Standard Wording In Red Colour |  |  |  | 7080050420003 | 0322330000000 | 4.0000 | nos. |  | 1.4.3 SS Cabinet/ Frame&Door Complete - HR
[7080050420003] 800mm(W)X800mm(H)X361mm(D)X1.0mm,Material: SS304,Hose Reel Cabinet,Wall Mounted,Non Weatherproof,Non Lockable,Hairline,Thumb Latch Knob,Door Opening From Right to Left,Viewing Glass, Back Of Cabinet Is Fully Covered Up,Standard Wording In Red Colour |  |  |  | 7080050420003 | 0304970000000 | 1.0000 | nos. |  | 1.4.3 SS Cabinet/ Frame&Door Complete - HR
[7080050420003] 800mm(W)X800mm(H)X361mm(D)X1.0mm,Material: SS304,Hose Reel Cabinet,Wall Mounted,Non Weatherproof,Non Lockable,Hairline,Thumb Latch Knob,Door Opening From Right to Left,Viewing Glass, Back Of Cabinet Is Fully Covered Up,Standard Wording In Red Colour |  |  |  | 7080050420003 | 0303300000000 | 1.0000 | nos. |  | 1.4.3 SS Cabinet/ Frame&Door Complete - HR
[7080050420003] 800mm(W)X800mm(H)X361mm(D)X1.0mm,Material: SS304,Hose Reel Cabinet,Wall Mounted,Non Weatherproof,Non Lockable,Hairline,Thumb Latch Knob,Door Opening From Right to Left,Viewing Glass, Back Of Cabinet Is Fully Covered Up,Standard Wording In Red Colour |  |  |  | 7080050420003 | 0304810000000 | 2.0000 | nos. |  | 1.4.3 SS Cabinet/ Frame&Door Complete - HR
[7080050422007] 800mm(W) x 800mm(H) x 361mm(D) x 1.0mm, Hose Reel Cabinet Self Standing Legs (150mm each), Non Weatherproof, Non Lockable, Hairline Finishing, Thumb Latch Knob, Viewing Glass, Back Is Fully Cover Up, Standard Wording In Red Colour, Material: SS304 |  |  |  | 7080050422007 | 0303300000000 | 1.0000 | nos. |  | 1.4.3 SS Cabinet/ Frame&Door Complete - HR
[7080050422007] 800mm(W) x 800mm(H) x 361mm(D) x 1.0mm, Hose Reel Cabinet Self Standing Legs (150mm each), Non Weatherproof, Non Lockable, Hairline Finishing, Thumb Latch Knob, Viewing Glass, Back Is Fully Cover Up, Standard Wording In Red Colour, Material: SS304 |  |  |  | 7080050422007 | 0303090100000 | 2.0000 | nos. |  | 1.4.3 SS Cabinet/ Frame&Door Complete - HR
[7080050422007] 800mm(W) x 800mm(H) x 361mm(D) x 1.0mm, Hose Reel Cabinet Self Standing Legs (150mm each), Non Weatherproof, Non Lockable, Hairline Finishing, Thumb Latch Knob, Viewing Glass, Back Is Fully Cover Up, Standard Wording In Red Colour, Material: SS304 |  |  |  | 7080050422007 | 0304810000000 | 2.0000 | nos. |  | 1.4.3 SS Cabinet/ Frame&Door Complete - HR
[7080050422007] 800mm(W) x 800mm(H) x 361mm(D) x 1.0mm, Hose Reel Cabinet Self Standing Legs (150mm each), Non Weatherproof, Non Lockable, Hairline Finishing, Thumb Latch Knob, Viewing Glass, Back Is Fully Cover Up, Standard Wording In Red Colour, Material: SS304 |  |  |  | 7080050422007 | 0304970000000 | 1.0000 | nos. |  | 1.4.3 SS Cabinet/ Frame&Door Complete - HR
[7080050422007] 800mm(W) x 800mm(H) x 361mm(D) x 1.0mm, Hose Reel Cabinet Self Standing Legs (150mm each), Non Weatherproof, Non Lockable, Hairline Finishing, Thumb Latch Knob, Viewing Glass, Back Is Fully Cover Up, Standard Wording In Red Colour, Material: SS304 |  |  |  | 7080050422007 | 0307981022006 | 1.0000 | nos. |  | 1.4.3 SS Cabinet/ Frame&Door Complete - HR
[7080050423001] 800Mm(W)X800Mm(H)X400Mm(D)X1.0Mm Thk, Material : SS304 Plate, Hose Reel Cabinet, Wall Mounted, Non Lockable, Non-Weather Proof, Hairline Finishing, c/w Thumb Latch Knob, Viewing Glass, Back Of Cabinet is Fully Cover Up, Hose Reel Mounting Bracket at Left Side, Standard Wording in Red. |  |  |  | 7080050423001 | 0304970000000 | 1.0000 | nos. |  | 1.4.3 SS Cabinet/ Frame&Door Complete - HR
[7080050423001] 800Mm(W)X800Mm(H)X400Mm(D)X1.0Mm Thk, Material : SS304 Plate, Hose Reel Cabinet, Wall Mounted, Non Lockable, Non-Weather Proof, Hairline Finishing, c/w Thumb Latch Knob, Viewing Glass, Back Of Cabinet is Fully Cover Up, Hose Reel Mounting Bracket at Left Side, Standard Wording in Red. |  |  |  | 7080050423001 | 0312350100000 | 4.0000 | nos. |  | 1.4.3 SS Cabinet/ Frame&Door Complete - HR
[7080050423001] 800Mm(W)X800Mm(H)X400Mm(D)X1.0Mm Thk, Material : SS304 Plate, Hose Reel Cabinet, Wall Mounted, Non Lockable, Non-Weather Proof, Hairline Finishing, c/w Thumb Latch Knob, Viewing Glass, Back Of Cabinet is Fully Cover Up, Hose Reel Mounting Bracket at Left Side, Standard Wording in Red. |  |  |  | 7080050423001 | 0304810000000 | 2.0000 | nos. |  | 1.4.3 SS Cabinet/ Frame&Door Complete - HR
[7080050423001] 800Mm(W)X800Mm(H)X400Mm(D)X1.0Mm Thk, Material : SS304 Plate, Hose Reel Cabinet, Wall Mounted, Non Lockable, Non-Weather Proof, Hairline Finishing, c/w Thumb Latch Knob, Viewing Glass, Back Of Cabinet is Fully Cover Up, Hose Reel Mounting Bracket at Left Side, Standard Wording in Red. |  |  |  | 7080050423001 | 0303090100000 | 2.0000 | nos. |  | 1.4.3 SS Cabinet/ Frame&Door Complete - HR
[7080050423001] 800Mm(W)X800Mm(H)X400Mm(D)X1.0Mm Thk, Material : SS304 Plate, Hose Reel Cabinet, Wall Mounted, Non Lockable, Non-Weather Proof, Hairline Finishing, c/w Thumb Latch Knob, Viewing Glass, Back Of Cabinet is Fully Cover Up, Hose Reel Mounting Bracket at Left Side, Standard Wording in Red. |  |  |  | 7080050423001 | 0307981023001 | 1.0000 | nos. |  | 1.4.3 SS Cabinet/ Frame&Door Complete - HR
[7080050423001] 800Mm(W)X800Mm(H)X400Mm(D)X1.0Mm Thk, Material : SS304 Plate, Hose Reel Cabinet, Wall Mounted, Non Lockable, Non-Weather Proof, Hairline Finishing, c/w Thumb Latch Knob, Viewing Glass, Back Of Cabinet is Fully Cover Up, Hose Reel Mounting Bracket at Left Side, Standard Wording in Red. |  |  |  | 7080050423001 | 0303300000000 | 1.0000 | nos. |  | 1.4.3 SS Cabinet/ Frame&Door Complete - HR
[7080050423001] 800Mm(W)X800Mm(H)X400Mm(D)X1.0Mm Thk, Material : SS304 Plate, Hose Reel Cabinet, Wall Mounted, Non Lockable, Non-Weather Proof, Hairline Finishing, c/w Thumb Latch Knob, Viewing Glass, Back Of Cabinet is Fully Cover Up, Hose Reel Mounting Bracket at Left Side, Standard Wording in Red. |  |  |  | 7080050423001 | 0322330000000 | 4.0000 | nos. |  | 1.4.3 SS Cabinet/ Frame&Door Complete - HR
[7080050500000] 800mm(H) x 800mm(L) x 361mm(D) x 1.0mm, Hose Reel Cabinet - Wall Mounted, Non-Weather Proof, Lockable With Lock & Key, Hairline Finish, Viewing Glass, Break Glass, Back Of Cabinet Not Fully Covered Up, Material: SS316 |  |  |  | 7080050500000 | 0304810000000 | 3.0000 | nos. |  | 1.4.3 SS Cabinet/ Frame&Door Complete - HR
[7080050500000] 800mm(H) x 800mm(L) x 361mm(D) x 1.0mm, Hose Reel Cabinet - Wall Mounted, Non-Weather Proof, Lockable With Lock & Key, Hairline Finish, Viewing Glass, Break Glass, Back Of Cabinet Not Fully Covered Up, Material: SS316 |  |  |  | 7080050500000 | 0307400000000 | 1.0000 | nos. |  | 1.4.3 SS Cabinet/ Frame&Door Complete - HR
[7080050500000] 800mm(H) x 800mm(L) x 361mm(D) x 1.0mm, Hose Reel Cabinet - Wall Mounted, Non-Weather Proof, Lockable With Lock & Key, Hairline Finish, Viewing Glass, Break Glass, Back Of Cabinet Not Fully Covered Up, Material: SS316 |  |  |  | 7080050500000 | 0303090100000 | 4.0000 | nos. |  | 1.4.3 SS Cabinet/ Frame&Door Complete - HR
[7080050500000] 800mm(H) x 800mm(L) x 361mm(D) x 1.0mm, Hose Reel Cabinet - Wall Mounted, Non-Weather Proof, Lockable With Lock & Key, Hairline Finish, Viewing Glass, Break Glass, Back Of Cabinet Not Fully Covered Up, Material: SS316 |  |  |  | 7080050500000 | 0304980000000 | 1.0000 | nos. |  | 1.4.3 SS Cabinet/ Frame&Door Complete - HR
[7080050500000] 800mm(H) x 800mm(L) x 361mm(D) x 1.0mm, Hose Reel Cabinet - Wall Mounted, Non-Weather Proof, Lockable With Lock & Key, Hairline Finish, Viewing Glass, Break Glass, Back Of Cabinet Not Fully Covered Up, Material: SS316 |  |  |  | 7080050500000 | 0307981300000 | 1.0000 | nos. |  | 1.4.3 SS Cabinet/ Frame&Door Complete - HR
[7080050500000] 800mm(H) x 800mm(L) x 361mm(D) x 1.0mm, Hose Reel Cabinet - Wall Mounted, Non-Weather Proof, Lockable With Lock & Key, Hairline Finish, Viewing Glass, Break Glass, Back Of Cabinet Not Fully Covered Up, Material: SS316 |  |  |  | 7080050500000 | 0304810100000 | 1.0000 | nos. |  | 1.4.3 SS Cabinet/ Frame&Door Complete - HR
[7080050500000] 800mm(H) x 800mm(L) x 361mm(D) x 1.0mm, Hose Reel Cabinet - Wall Mounted, Non-Weather Proof, Lockable With Lock & Key, Hairline Finish, Viewing Glass, Break Glass, Back Of Cabinet Not Fully Covered Up, Material: SS316 |  |  |  | 7080050500000 | 0304970000000 | 1.0000 | nos. |  | 1.4.3 SS Cabinet/ Frame&Door Complete - HR
[7080050600000] 800mm(H) x 800mm(L) x 361mm(D) x 1.0mm, Cabinet For Hose Reel Wall Mounted, Non Weather Proof, Non-Lockable, Hairline Finish, Thumb Latch Knob, Viewing Glass, Back Of Cabinet Is Not Fully Covered Up, Material: SS316, |  |  |  | 7080050600000 | 0303090100000 | 2.0000 | nos. |  | 1.4.3 SS Cabinet/ Frame&Door Complete - HR
[7080050600000] 800mm(H) x 800mm(L) x 361mm(D) x 1.0mm, Cabinet For Hose Reel Wall Mounted, Non Weather Proof, Non-Lockable, Hairline Finish, Thumb Latch Knob, Viewing Glass, Back Of Cabinet Is Not Fully Covered Up, Material: SS316, |  |  |  | 7080050600000 | 0307981500000 | 1.0000 | nos. |  | 1.4.3 SS Cabinet/ Frame&Door Complete - HR
[7080050600000] 800mm(H) x 800mm(L) x 361mm(D) x 1.0mm, Cabinet For Hose Reel Wall Mounted, Non Weather Proof, Non-Lockable, Hairline Finish, Thumb Latch Knob, Viewing Glass, Back Of Cabinet Is Not Fully Covered Up, Material: SS316, |  |  |  | 7080050600000 | 0304970000000 | 1.0000 | nos. |  | 1.4.3 SS Cabinet/ Frame&Door Complete - HR
[7080050600000] 800mm(H) x 800mm(L) x 361mm(D) x 1.0mm, Cabinet For Hose Reel Wall Mounted, Non Weather Proof, Non-Lockable, Hairline Finish, Thumb Latch Knob, Viewing Glass, Back Of Cabinet Is Not Fully Covered Up, Material: SS316, |  |  |  | 7080050600000 | 0304810000000 | 2.0000 | nos. |  | 1.4.3 SS Cabinet/ Frame&Door Complete - HR
[7080050600000] 800mm(H) x 800mm(L) x 361mm(D) x 1.0mm, Cabinet For Hose Reel Wall Mounted, Non Weather Proof, Non-Lockable, Hairline Finish, Thumb Latch Knob, Viewing Glass, Back Of Cabinet Is Not Fully Covered Up, Material: SS316, |  |  |  | 7080050600000 | 0303300000000 | 1.0000 | nos. |  | 1.4.3 SS Cabinet/ Frame&Door Complete - HR
[7080050700000] 800mm(H) x 800mm(L) x 361mm(D) x Overall Thk 1.6mm Cabinet For Hose Reel, Wall Mounted, Non Weather Proof, Lockable, (HDB), Red Colour, Spring Lock, Tempered Viewing Glass, Handle, Back Of Cabinet Is Not Fully Covered Up, Material: EG |  |  |  | 7080050700000 | 0312490000000 | 1.0000 | nos. |  | 1.2.3 EG Cabinet/ Frame&Door Complete - HR
[7080050700000] 800mm(H) x 800mm(L) x 361mm(D) x Overall Thk 1.6mm Cabinet For Hose Reel, Wall Mounted, Non Weather Proof, Lockable, (HDB), Red Colour, Spring Lock, Tempered Viewing Glass, Handle, Back Of Cabinet Is Not Fully Covered Up, Material: EG |  |  |  | 7080050700000 | 0314930000000 | 2.0000 | nos. |  | 1.2.3 EG Cabinet/ Frame&Door Complete - HR
[7080050700000] 800mm(H) x 800mm(L) x 361mm(D) x Overall Thk 1.6mm Cabinet For Hose Reel, Wall Mounted, Non Weather Proof, Lockable, (HDB), Red Colour, Spring Lock, Tempered Viewing Glass, Handle, Back Of Cabinet Is Not Fully Covered Up, Material: EG |  |  |  | 7080050700000 | 0303090000000 | 2.0000 | nos. |  | 1.2.3 EG Cabinet/ Frame&Door Complete - HR
[7080050700000] 800mm(H) x 800mm(L) x 361mm(D) x Overall Thk 1.6mm Cabinet For Hose Reel, Wall Mounted, Non Weather Proof, Lockable, (HDB), Red Colour, Spring Lock, Tempered Viewing Glass, Handle, Back Of Cabinet Is Not Fully Covered Up, Material: EG |  |  |  | 7080050700000 | 0304820000000 | 2.0000 | nos. |  | 1.2.3 EG Cabinet/ Frame&Door Complete - HR
[7080050700000] 800mm(H) x 800mm(L) x 361mm(D) x Overall Thk 1.6mm Cabinet For Hose Reel, Wall Mounted, Non Weather Proof, Lockable, (HDB), Red Colour, Spring Lock, Tempered Viewing Glass, Handle, Back Of Cabinet Is Not Fully Covered Up, Material: EG |  |  |  | 7080050700000 | 0305040000000 | 1.0000 | nos. |  | 1.2.3 EG Cabinet/ Frame&Door Complete - HR
[7080050700000] 800mm(H) x 800mm(L) x 361mm(D) x Overall Thk 1.6mm Cabinet For Hose Reel, Wall Mounted, Non Weather Proof, Lockable, (HDB), Red Colour, Spring Lock, Tempered Viewing Glass, Handle, Back Of Cabinet Is Not Fully Covered Up, Material: EG |  |  |  | 7080050700000 | 0307390000000 | 1.0000 | nos. |  | 1.2.3 EG Cabinet/ Frame&Door Complete - HR
[7080050700000] 800mm(H) x 800mm(L) x 361mm(D) x Overall Thk 1.6mm Cabinet For Hose Reel, Wall Mounted, Non Weather Proof, Lockable, (HDB), Red Colour, Spring Lock, Tempered Viewing Glass, Handle, Back Of Cabinet Is Not Fully Covered Up, Material: EG |  |  |  | 7080050700000 | 0305470000000 | 0.0100 | coil |  | 1.2.3 EG Cabinet/ Frame&Door Complete - HR
[7080050700000] 800mm(H) x 800mm(L) x 361mm(D) x Overall Thk 1.6mm Cabinet For Hose Reel, Wall Mounted, Non Weather Proof, Lockable, (HDB), Red Colour, Spring Lock, Tempered Viewing Glass, Handle, Back Of Cabinet Is Not Fully Covered Up, Material: EG |  |  |  | 7080050700000 | 0307981700000 | 1.0000 | nos. |  | 1.2.3 EG Cabinet/ Frame&Door Complete - HR
[7080050718002] 800mm(W)X800mm(H)X361mm(D)X1.6mm,Hose Reel Cabinet,Wall Mounted,Non Weatherproof,Lockable,HDB,Red Colour,Spring Lock,Door Open From Right to Left,Tempered Viewing Glass,Handle,Back Of Cabinet Is Not Fully Covered Up,Material: EG |  |  |  | 7080050718002 | 0304820000000 | 2.0000 | nos. |  | 1.2.3 EG Cabinet/ Frame&Door Complete - HR
[7080050718002] 800mm(W)X800mm(H)X361mm(D)X1.6mm,Hose Reel Cabinet,Wall Mounted,Non Weatherproof,Lockable,HDB,Red Colour,Spring Lock,Door Open From Right to Left,Tempered Viewing Glass,Handle,Back Of Cabinet Is Not Fully Covered Up,Material: EG |  |  |  | 7080050718002 | 0303090000000 | 2.0000 | nos. |  | 1.2.3 EG Cabinet/ Frame&Door Complete - HR
[7080050718002] 800mm(W)X800mm(H)X361mm(D)X1.6mm,Hose Reel Cabinet,Wall Mounted,Non Weatherproof,Lockable,HDB,Red Colour,Spring Lock,Door Open From Right to Left,Tempered Viewing Glass,Handle,Back Of Cabinet Is Not Fully Covered Up,Material: EG |  |  |  | 7080050718002 | 0305470000000 | 0.0100 | coil |  | 1.2.3 EG Cabinet/ Frame&Door Complete - HR
[7080050718002] 800mm(W)X800mm(H)X361mm(D)X1.6mm,Hose Reel Cabinet,Wall Mounted,Non Weatherproof,Lockable,HDB,Red Colour,Spring Lock,Door Open From Right to Left,Tempered Viewing Glass,Handle,Back Of Cabinet Is Not Fully Covered Up,Material: EG |  |  |  | 7080050718002 | 0307390000000 | 1.0000 | nos. |  | 1.2.3 EG Cabinet/ Frame&Door Complete - HR
[7080050718002] 800mm(W)X800mm(H)X361mm(D)X1.6mm,Hose Reel Cabinet,Wall Mounted,Non Weatherproof,Lockable,HDB,Red Colour,Spring Lock,Door Open From Right to Left,Tempered Viewing Glass,Handle,Back Of Cabinet Is Not Fully Covered Up,Material: EG |  |  |  | 7080050718002 | 0305040000000 | 1.0000 | nos. |  | 1.2.3 EG Cabinet/ Frame&Door Complete - HR
[7080050718002] 800mm(W)X800mm(H)X361mm(D)X1.6mm,Hose Reel Cabinet,Wall Mounted,Non Weatherproof,Lockable,HDB,Red Colour,Spring Lock,Door Open From Right to Left,Tempered Viewing Glass,Handle,Back Of Cabinet Is Not Fully Covered Up,Material: EG |  |  |  | 7080050718002 | 0307981718001 | 1.0000 | nos. |  | 1.2.3 EG Cabinet/ Frame&Door Complete - HR
[7080050718002] 800mm(W)X800mm(H)X361mm(D)X1.6mm,Hose Reel Cabinet,Wall Mounted,Non Weatherproof,Lockable,HDB,Red Colour,Spring Lock,Door Open From Right to Left,Tempered Viewing Glass,Handle,Back Of Cabinet Is Not Fully Covered Up,Material: EG |  |  |  | 7080050718002 | 0314930000000 | 2.0000 | nos. |  | 1.2.3 EG Cabinet/ Frame&Door Complete - HR
[7080050718002] 800mm(W)X800mm(H)X361mm(D)X1.6mm,Hose Reel Cabinet,Wall Mounted,Non Weatherproof,Lockable,HDB,Red Colour,Spring Lock,Door Open From Right to Left,Tempered Viewing Glass,Handle,Back Of Cabinet Is Not Fully Covered Up,Material: EG |  |  |  | 7080050718002 | 0312490000000 | 1.0000 | nos. |  | 1.2.3 EG Cabinet/ Frame&Door Complete - HR
[7080050725001] 750m(H)X750mm(L)X361mm(D)X1.5mm,Cabinet For Hose Reel,Wall Mounted,Non Weatherproof,Lockable,(HDB),Red Colour,Spring Lock,Tempered Glass,Handle,Back Of Cabinet Is Not Fully Covered Up,Material: EG |  |  |  | 7080050725001 | 0307390000000 | 1.0000 | nos. |  | 1.2.3 EG Cabinet/ Frame&Door Complete - HR
[7080050725001] 750m(H)X750mm(L)X361mm(D)X1.5mm,Cabinet For Hose Reel,Wall Mounted,Non Weatherproof,Lockable,(HDB),Red Colour,Spring Lock,Tempered Glass,Handle,Back Of Cabinet Is Not Fully Covered Up,Material: EG |  |  |  | 7080050725001 | 0312490000000 | 1.0000 | nos. |  | 1.2.3 EG Cabinet/ Frame&Door Complete - HR
[7080050725001] 750m(H)X750mm(L)X361mm(D)X1.5mm,Cabinet For Hose Reel,Wall Mounted,Non Weatherproof,Lockable,(HDB),Red Colour,Spring Lock,Tempered Glass,Handle,Back Of Cabinet Is Not Fully Covered Up,Material: EG |  |  |  | 7080050725001 | 0307981725001 | 1.0000 | nos. |  | 1.2.3 EG Cabinet/ Frame&Door Complete - HR
[7080050725001] 750m(H)X750mm(L)X361mm(D)X1.5mm,Cabinet For Hose Reel,Wall Mounted,Non Weatherproof,Lockable,(HDB),Red Colour,Spring Lock,Tempered Glass,Handle,Back Of Cabinet Is Not Fully Covered Up,Material: EG |  |  |  | 7080050725001 | 0303090000000 | 2.0000 | nos. |  | 1.2.3 EG Cabinet/ Frame&Door Complete - HR
[7080050725001] 750m(H)X750mm(L)X361mm(D)X1.5mm,Cabinet For Hose Reel,Wall Mounted,Non Weatherproof,Lockable,(HDB),Red Colour,Spring Lock,Tempered Glass,Handle,Back Of Cabinet Is Not Fully Covered Up,Material: EG |  |  |  | 7080050725001 | 0314930000000 | 2.0000 | nos. |  | 1.2.3 EG Cabinet/ Frame&Door Complete - HR
[7080050725001] 750m(H)X750mm(L)X361mm(D)X1.5mm,Cabinet For Hose Reel,Wall Mounted,Non Weatherproof,Lockable,(HDB),Red Colour,Spring Lock,Tempered Glass,Handle,Back Of Cabinet Is Not Fully Covered Up,Material: EG |  |  |  | 7080050725001 | 0304820000000 | 2.0000 | nos. |  | 1.2.3 EG Cabinet/ Frame&Door Complete - HR
[7080050725001] 750m(H)X750mm(L)X361mm(D)X1.5mm,Cabinet For Hose Reel,Wall Mounted,Non Weatherproof,Lockable,(HDB),Red Colour,Spring Lock,Tempered Glass,Handle,Back Of Cabinet Is Not Fully Covered Up,Material: EG |  |  |  | 7080050725001 | 0305470000000 | 0.0100 | coil |  | 1.2.3 EG Cabinet/ Frame&Door Complete - HR
[7080050725001] 750m(H)X750mm(L)X361mm(D)X1.5mm,Cabinet For Hose Reel,Wall Mounted,Non Weatherproof,Lockable,(HDB),Red Colour,Spring Lock,Tempered Glass,Handle,Back Of Cabinet Is Not Fully Covered Up,Material: EG |  |  |  | 7080050725001 | 0305040000000 | 1.0000 | nos. |  | 1.2.3 EG Cabinet/ Frame&Door Complete - HR
[7080051900000] 800mm(W) X 800mm(H) X 100mm(D) X 30mm Frame x 1.2mm - Cabinet For Hose Reel Frame & Door, Non Weather Proof, Lockable, Red Colour, Lock & Key, Viewing Glass, Break Glass, Material: EG |  |  |  | 7080051900000 | 0303090000000 | 4.0000 | nos. |  | 1.2.3 EG Cabinet/ Frame&Door Complete - HR
[7080051900000] 800mm(W) X 800mm(H) X 100mm(D) X 30mm Frame x 1.2mm - Cabinet For Hose Reel Frame & Door, Non Weather Proof, Lockable, Red Colour, Lock & Key, Viewing Glass, Break Glass, Material: EG |  |  |  | 7080051900000 | 0304970000000 | 1.0000 | nos. |  | 1.2.3 EG Cabinet/ Frame&Door Complete - HR
[7080051900000] 800mm(W) X 800mm(H) X 100mm(D) X 30mm Frame x 1.2mm - Cabinet For Hose Reel Frame & Door, Non Weather Proof, Lockable, Red Colour, Lock & Key, Viewing Glass, Break Glass, Material: EG |  |  |  | 7080051900000 | 0304980000000 | 1.0000 | nos. |  | 1.2.3 EG Cabinet/ Frame&Door Complete - HR
[7080051900000] 800mm(W) X 800mm(H) X 100mm(D) X 30mm Frame x 1.2mm - Cabinet For Hose Reel Frame & Door, Non Weather Proof, Lockable, Red Colour, Lock & Key, Viewing Glass, Break Glass, Material: EG |  |  |  | 7080051900000 | 0307400000000 | 1.0000 | nos. |  | 1.2.3 EG Cabinet/ Frame&Door Complete - HR
[7080051900000] 800mm(W) X 800mm(H) X 100mm(D) X 30mm Frame x 1.2mm - Cabinet For Hose Reel Frame & Door, Non Weather Proof, Lockable, Red Colour, Lock & Key, Viewing Glass, Break Glass, Material: EG |  |  |  | 7080051900000 | 0307996700000 | 1.0000 | nos. |  | 1.2.3 EG Cabinet/ Frame&Door Complete - HR
[7080051900000] 800mm(W) X 800mm(H) X 100mm(D) X 30mm Frame x 1.2mm - Cabinet For Hose Reel Frame & Door, Non Weather Proof, Lockable, Red Colour, Lock & Key, Viewing Glass, Break Glass, Material: EG |  |  |  | 7080051900000 | 0304820000000 | 3.0000 | nos. |  | 1.2.3 EG Cabinet/ Frame&Door Complete - HR
[7080051900000] 800mm(W) X 800mm(H) X 100mm(D) X 30mm Frame x 1.2mm - Cabinet For Hose Reel Frame & Door, Non Weather Proof, Lockable, Red Colour, Lock & Key, Viewing Glass, Break Glass, Material: EG |  |  |  | 7080051900000 | 0304820100000 | 1.0000 | nos. |  | 1.2.3 EG Cabinet/ Frame&Door Complete - HR
[7080052000000] 800mm(H) x 800mm(L) x 100mm(D) x 30mm Frame x 1.2mm - Cabinet For Hose Reel Frame & Door, Non Weather Proof, Non Lockable,Red Colour, Thumb Latch Knob, Viewing Glass, Material: EG |  |  |  | 7080052000000 | 0303300000000 | 1.0000 | nos. |  | 1.2.3 EG Cabinet/ Frame&Door Complete - HR
[7080052000000] 800mm(H) x 800mm(L) x 100mm(D) x 30mm Frame x 1.2mm - Cabinet For Hose Reel Frame & Door, Non Weather Proof, Non Lockable,Red Colour, Thumb Latch Knob, Viewing Glass, Material: EG |  |  |  | 7080052000000 | 0308026400000 | 1.0000 | nos. |  | 1.2.3 EG Cabinet/ Frame&Door Complete - HR
[7080052000000] 800mm(H) x 800mm(L) x 100mm(D) x 30mm Frame x 1.2mm - Cabinet For Hose Reel Frame & Door, Non Weather Proof, Non Lockable,Red Colour, Thumb Latch Knob, Viewing Glass, Material: EG |  |  |  | 7080052000000 | 0304820000000 | 2.0000 | nos. |  | 1.2.3 EG Cabinet/ Frame&Door Complete - HR
[7080052000000] 800mm(H) x 800mm(L) x 100mm(D) x 30mm Frame x 1.2mm - Cabinet For Hose Reel Frame & Door, Non Weather Proof, Non Lockable,Red Colour, Thumb Latch Knob, Viewing Glass, Material: EG |  |  |  | 7080052000000 | 0304970000000 | 1.0000 | nos. |  | 1.2.3 EG Cabinet/ Frame&Door Complete - HR
[7080052000000] 800mm(H) x 800mm(L) x 100mm(D) x 30mm Frame x 1.2mm - Cabinet For Hose Reel Frame & Door, Non Weather Proof, Non Lockable,Red Colour, Thumb Latch Knob, Viewing Glass, Material: EG |  |  |  | 7080052000000 | 0303090000000 | 2.0000 | nos. |  | 1.2.3 EG Cabinet/ Frame&Door Complete - HR
[7080052021031] 1160mm(W)X1390mm(H)X30mm(F)X50mm(D),Hose Reel Frame & Door Only,Door Open Left to Right,Non Weatherproof,Red Finishing,Spring Lock,Tempered Glass c/w Rubber Gasket,Handle,1.6mm EG |  |  |  | 7080052021031 | 0312490000000 | 1.0000 | nos. |  | 1.2.3 EG Cabinet/ Frame&Door Complete - HR
[7080052021031] 1160mm(W)X1390mm(H)X30mm(F)X50mm(D),Hose Reel Frame & Door Only,Door Open Left to Right,Non Weatherproof,Red Finishing,Spring Lock,Tempered Glass c/w Rubber Gasket,Handle,1.6mm EG |  |  |  | 7080052021031 | 0314930000000 | 2.0000 | nos. |  | 1.2.3 EG Cabinet/ Frame&Door Complete - HR
[7080052021031] 1160mm(W)X1390mm(H)X30mm(F)X50mm(D),Hose Reel Frame & Door Only,Door Open Left to Right,Non Weatherproof,Red Finishing,Spring Lock,Tempered Glass c/w Rubber Gasket,Handle,1.6mm EG |  |  |  | 7080052021031 | 0303090000000 | 2.0000 | nos. |  | 1.2.3 EG Cabinet/ Frame&Door Complete - HR
[7080052021031] 1160mm(W)X1390mm(H)X30mm(F)X50mm(D),Hose Reel Frame & Door Only,Door Open Left to Right,Non Weatherproof,Red Finishing,Spring Lock,Tempered Glass c/w Rubber Gasket,Handle,1.6mm EG |  |  |  | 7080052021031 | 0304820000000 | 2.0000 | nos. |  | 1.2.3 EG Cabinet/ Frame&Door Complete - HR
[7080052021031] 1160mm(W)X1390mm(H)X30mm(F)X50mm(D),Hose Reel Frame & Door Only,Door Open Left to Right,Non Weatherproof,Red Finishing,Spring Lock,Tempered Glass c/w Rubber Gasket,Handle,1.6mm EG |  |  |  | 7080052021031 | 0305470000000 | 0.0100 | coil |  | 1.2.3 EG Cabinet/ Frame&Door Complete - HR
[7080052021031] 1160mm(W)X1390mm(H)X30mm(F)X50mm(D),Hose Reel Frame & Door Only,Door Open Left to Right,Non Weatherproof,Red Finishing,Spring Lock,Tempered Glass c/w Rubber Gasket,Handle,1.6mm EG |  |  |  | 7080052021031 | 0308026421031 | 1.0000 | nos. |  | 1.2.3 EG Cabinet/ Frame&Door Complete - HR
[7080052021031] 1160mm(W)X1390mm(H)X30mm(F)X50mm(D),Hose Reel Frame & Door Only,Door Open Left to Right,Non Weatherproof,Red Finishing,Spring Lock,Tempered Glass c/w Rubber Gasket,Handle,1.6mm EG |  |  |  | 7080052021031 | 0305040000000 | 1.0000 | nos. |  | 1.2.3 EG Cabinet/ Frame&Door Complete - HR
[7080052021031] 1160mm(W)X1390mm(H)X30mm(F)X50mm(D),Hose Reel Frame & Door Only,Door Open Left to Right,Non Weatherproof,Red Finishing,Spring Lock,Tempered Glass c/w Rubber Gasket,Handle,1.6mm EG |  |  |  | 7080052021031 | 0307390000000 | 1.0000 | nos. |  | 1.2.3 EG Cabinet/ Frame&Door Complete - HR
[7080052022008] 800mm(H)X800mm(L)X65mm(D)X30mm(F)XOverall Thk 1.6mm,Hose Reel Frame & Door,Lockable,HDB,Red Colour,Spring Lock,Tempered Viewing Glass,Handle,Material: EG |  |  |  | 7080052022008 | 0304820000000 | 4.0000 | nos. |  | 1.2.3 EG Cabinet/ Frame&Door Complete - HR
[7080052022008] 800mm(H)X800mm(L)X65mm(D)X30mm(F)XOverall Thk 1.6mm,Hose Reel Frame & Door,Lockable,HDB,Red Colour,Spring Lock,Tempered Viewing Glass,Handle,Material: EG |  |  |  | 7080052022008 | 0305470000000 | 0.0100 | coil |  | 1.2.3 EG Cabinet/ Frame&Door Complete - HR
[7080052022008] 800mm(H)X800mm(L)X65mm(D)X30mm(F)XOverall Thk 1.6mm,Hose Reel Frame & Door,Lockable,HDB,Red Colour,Spring Lock,Tempered Viewing Glass,Handle,Material: EG |  |  |  | 7080052022008 | 0303090000000 | 4.0000 | nos. |  | 1.2.3 EG Cabinet/ Frame&Door Complete - HR
[7080052022008] 800mm(H)X800mm(L)X65mm(D)X30mm(F)XOverall Thk 1.6mm,Hose Reel Frame & Door,Lockable,HDB,Red Colour,Spring Lock,Tempered Viewing Glass,Handle,Material: EG |  |  |  | 7080052022008 | 0308026422008 | 1.0000 | nos. |  | 1.2.3 EG Cabinet/ Frame&Door Complete - HR
[7080052022008] 800mm(H)X800mm(L)X65mm(D)X30mm(F)XOverall Thk 1.6mm,Hose Reel Frame & Door,Lockable,HDB,Red Colour,Spring Lock,Tempered Viewing Glass,Handle,Material: EG |  |  |  | 7080052022008 | 0314930000000 | 2.0000 | nos. |  | 1.2.3 EG Cabinet/ Frame&Door Complete - HR
[7080052022008] 800mm(H)X800mm(L)X65mm(D)X30mm(F)XOverall Thk 1.6mm,Hose Reel Frame & Door,Lockable,HDB,Red Colour,Spring Lock,Tempered Viewing Glass,Handle,Material: EG |  |  |  | 7080052022008 | 0312490000000 | 1.0000 | nos. |  | 1.2.3 EG Cabinet/ Frame&Door Complete - HR
[7080052022008] 800mm(H)X800mm(L)X65mm(D)X30mm(F)XOverall Thk 1.6mm,Hose Reel Frame & Door,Lockable,HDB,Red Colour,Spring Lock,Tempered Viewing Glass,Handle,Material: EG |  |  |  | 7080052022008 | 0307390000000 | 1.0000 | nos. |  | 1.2.3 EG Cabinet/ Frame&Door Complete - HR
[7080052022008] 800mm(H)X800mm(L)X65mm(D)X30mm(F)XOverall Thk 1.6mm,Hose Reel Frame & Door,Lockable,HDB,Red Colour,Spring Lock,Tempered Viewing Glass,Handle,Material: EG |  |  |  | 7080052022008 | 0305040000000 | 1.0000 | nos. |  | 1.2.3 EG Cabinet/ Frame&Door Complete - HR
[7080052022012] 1400mm(H)X1160mm(W)X30mm(Frame)X50Mm(D),Hose reel Frame & Door Only,(HDB),Door Open Left to Right,Non Weather Proof,Red Finishing,C/W Spring Lock,Tempered Glass C/W Rubber Gasket,Handle,1.6Mm Eg Plate |  |  |  | 7080052022012 | 0307390000000 | 1.0000 | nos. |  | 1.2.3 EG Cabinet/ Frame&Door Complete - HR
[7080052022012] 1400mm(H)X1160mm(W)X30mm(Frame)X50Mm(D),Hose reel Frame & Door Only,(HDB),Door Open Left to Right,Non Weather Proof,Red Finishing,C/W Spring Lock,Tempered Glass C/W Rubber Gasket,Handle,1.6Mm Eg Plate |  |  |  | 7080052022012 | 0305470000000 | 0.0100 | coil |  | 1.2.3 EG Cabinet/ Frame&Door Complete - HR
[7080052022012] 1400mm(H)X1160mm(W)X30mm(Frame)X50Mm(D),Hose reel Frame & Door Only,(HDB),Door Open Left to Right,Non Weather Proof,Red Finishing,C/W Spring Lock,Tempered Glass C/W Rubber Gasket,Handle,1.6Mm Eg Plate |  |  |  | 7080052022012 | 0312490000000 | 1.0000 | nos. |  | 1.2.3 EG Cabinet/ Frame&Door Complete - HR
[7080052022012] 1400mm(H)X1160mm(W)X30mm(Frame)X50Mm(D),Hose reel Frame & Door Only,(HDB),Door Open Left to Right,Non Weather Proof,Red Finishing,C/W Spring Lock,Tempered Glass C/W Rubber Gasket,Handle,1.6Mm Eg Plate |  |  |  | 7080052022012 | 0304820000000 | 2.0000 | nos. |  | 1.2.3 EG Cabinet/ Frame&Door Complete - HR
[7080052022012] 1400mm(H)X1160mm(W)X30mm(Frame)X50Mm(D),Hose reel Frame & Door Only,(HDB),Door Open Left to Right,Non Weather Proof,Red Finishing,C/W Spring Lock,Tempered Glass C/W Rubber Gasket,Handle,1.6Mm Eg Plate |  |  |  | 7080052022012 | 0308026422012 | 1.0000 | nos. |  | 1.2.3 EG Cabinet/ Frame&Door Complete - HR
[7080052022012] 1400mm(H)X1160mm(W)X30mm(Frame)X50Mm(D),Hose reel Frame & Door Only,(HDB),Door Open Left to Right,Non Weather Proof,Red Finishing,C/W Spring Lock,Tempered Glass C/W Rubber Gasket,Handle,1.6Mm Eg Plate |  |  |  | 7080052022012 | 0314930000000 | 2.0000 | nos. |  | 1.2.3 EG Cabinet/ Frame&Door Complete - HR
[7080052022012] 1400mm(H)X1160mm(W)X30mm(Frame)X50Mm(D),Hose reel Frame & Door Only,(HDB),Door Open Left to Right,Non Weather Proof,Red Finishing,C/W Spring Lock,Tempered Glass C/W Rubber Gasket,Handle,1.6Mm Eg Plate |  |  |  | 7080052022012 | 0305040000000 | 1.0000 | nos. |  | 1.2.3 EG Cabinet/ Frame&Door Complete - HR
[7080052022012] 1400mm(H)X1160mm(W)X30mm(Frame)X50Mm(D),Hose reel Frame & Door Only,(HDB),Door Open Left to Right,Non Weather Proof,Red Finishing,C/W Spring Lock,Tempered Glass C/W Rubber Gasket,Handle,1.6Mm Eg Plate |  |  |  | 7080052022012 | 0303090000000 | 2.0000 | nos. |  | 1.2.3 EG Cabinet/ Frame&Door Complete - HR
[7080052023041] 800mm(H) x 800mm(L) x 100mm(D) x 30mm (Frame) x 1.2mm - Cabinet For Hose Reel Frame & Door, Non Weather Proof, Non Lockable, Finished White Colour, Thumb Latch Knob, Viewing Glass,Material: EG |  |  |  | 7080052023041 | 0304970000000 | 1.0000 | nos. |  | 1.2.3 EG Cabinet/ Frame&Door Complete - HR
[7080052023041] 800mm(H) x 800mm(L) x 100mm(D) x 30mm (Frame) x 1.2mm - Cabinet For Hose Reel Frame & Door, Non Weather Proof, Non Lockable, Finished White Colour, Thumb Latch Knob, Viewing Glass,Material: EG |  |  |  | 7080052023041 | 0303300000000 | 1.0000 | nos. |  | 1.2.3 EG Cabinet/ Frame&Door Complete - HR
[7080052023041] 800mm(H) x 800mm(L) x 100mm(D) x 30mm (Frame) x 1.2mm - Cabinet For Hose Reel Frame & Door, Non Weather Proof, Non Lockable, Finished White Colour, Thumb Latch Knob, Viewing Glass,Material: EG |  |  |  | 7080052023041 | 0304820000000 | 2.0000 | nos. |  | 1.2.3 EG Cabinet/ Frame&Door Complete - HR
[7080052023041] 800mm(H) x 800mm(L) x 100mm(D) x 30mm (Frame) x 1.2mm - Cabinet For Hose Reel Frame & Door, Non Weather Proof, Non Lockable, Finished White Colour, Thumb Latch Knob, Viewing Glass,Material: EG |  |  |  | 7080052023041 | 0303090000000 | 2.0000 | nos. |  | 1.2.3 EG Cabinet/ Frame&Door Complete - HR
[7080052023041] 800mm(H) x 800mm(L) x 100mm(D) x 30mm (Frame) x 1.2mm - Cabinet For Hose Reel Frame & Door, Non Weather Proof, Non Lockable, Finished White Colour, Thumb Latch Knob, Viewing Glass,Material: EG |  |  |  | 7080052023041 | 0308026423052 | 1.0000 | nos. |  | 1.2.3 EG Cabinet/ Frame&Door Complete - HR
[7080052023050] 995Mm(H)X1280Mm(L)X65Mm(D)X30Mm(F)Overall Thk 1.6Mm,Hose Reel Frame & Door,Double Door With Lever Lock w/o key, 2 Latch Lock,Rubber Gasket,Red Colour,Tempered Viewing Glass,Material: Eg |  |  |  | 7080052023050 | 0304820000000 | 2.0000 | nos. |  | 1.2.3 EG Cabinet/ Frame&Door Complete - HR
[7080052023050] 995Mm(H)X1280Mm(L)X65Mm(D)X30Mm(F)Overall Thk 1.6Mm,Hose Reel Frame & Door,Double Door With Lever Lock w/o key, 2 Latch Lock,Rubber Gasket,Red Colour,Tempered Viewing Glass,Material: Eg |  |  |  | 7080052023050 | 0305470000000 | 0.0100 | coil |  | 1.2.3 EG Cabinet/ Frame&Door Complete - HR
[7080052023050] 995Mm(H)X1280Mm(L)X65Mm(D)X30Mm(F)Overall Thk 1.6Mm,Hose Reel Frame & Door,Double Door With Lever Lock w/o key, 2 Latch Lock,Rubber Gasket,Red Colour,Tempered Viewing Glass,Material: Eg |  |  |  | 7080052023050 | 0308026423061 | 1.0000 | nos. |  | 1.2.3 EG Cabinet/ Frame&Door Complete - HR
[7080052023050] 995Mm(H)X1280Mm(L)X65Mm(D)X30Mm(F)Overall Thk 1.6Mm,Hose Reel Frame & Door,Double Door With Lever Lock w/o key, 2 Latch Lock,Rubber Gasket,Red Colour,Tempered Viewing Glass,Material: Eg |  |  |  | 7080052023050 | 0311480100000 | 1.0000 | nos. |  | 1.2.3 EG Cabinet/ Frame&Door Complete - HR
[7080052023050] 995Mm(H)X1280Mm(L)X65Mm(D)X30Mm(F)Overall Thk 1.6Mm,Hose Reel Frame & Door,Double Door With Lever Lock w/o key, 2 Latch Lock,Rubber Gasket,Red Colour,Tempered Viewing Glass,Material: Eg |  |  |  | 7080052023050 | 0303090000000 | 2.0000 | nos. |  | 1.2.3 EG Cabinet/ Frame&Door Complete - HR
[7080052023050] 995Mm(H)X1280Mm(L)X65Mm(D)X30Mm(F)Overall Thk 1.6Mm,Hose Reel Frame & Door,Double Door With Lever Lock w/o key, 2 Latch Lock,Rubber Gasket,Red Colour,Tempered Viewing Glass,Material: Eg |  |  |  | 7080052023050 | 0305040000000 | 1.0000 | nos. |  | 1.2.3 EG Cabinet/ Frame&Door Complete - HR
[7080052024007] 960mm(H) x 960mm(L) x 70mm(D) x 30mm Frame x 1.2mm - Cabinet For Hose Reel Frame & Door, Non Weather Proof, Non Lockable,Red Colour, Thumb Latch Knob, Viewing Glass, U Shape Frame (Top Frame 14 mm Bend inside), Material: EG |  |  |  | 7080052024007 | 0308026424007 | 1.0000 | nos. |  | 1.2.3 EG Cabinet/ Frame&Door Complete - HR
[7080052024007] 960mm(H) x 960mm(L) x 70mm(D) x 30mm Frame x 1.2mm - Cabinet For Hose Reel Frame & Door, Non Weather Proof, Non Lockable,Red Colour, Thumb Latch Knob, Viewing Glass, U Shape Frame (Top Frame 14 mm Bend inside), Material: EG |  |  |  | 7080052024007 | 0304970000000 | 1.0000 | nos. |  | 1.2.3 EG Cabinet/ Frame&Door Complete - HR
[7080052024007] 960mm(H) x 960mm(L) x 70mm(D) x 30mm Frame x 1.2mm - Cabinet For Hose Reel Frame & Door, Non Weather Proof, Non Lockable,Red Colour, Thumb Latch Knob, Viewing Glass, U Shape Frame (Top Frame 14 mm Bend inside), Material: EG |  |  |  | 7080052024007 | 0303300000000 | 1.0000 | nos. |  | 1.2.3 EG Cabinet/ Frame&Door Complete - HR
[7080052024007] 960mm(H) x 960mm(L) x 70mm(D) x 30mm Frame x 1.2mm - Cabinet For Hose Reel Frame & Door, Non Weather Proof, Non Lockable,Red Colour, Thumb Latch Knob, Viewing Glass, U Shape Frame (Top Frame 14 mm Bend inside), Material: EG |  |  |  | 7080052024007 | 0304820000000 | 4.0000 | nos. |  | 1.2.3 EG Cabinet/ Frame&Door Complete - HR
[7080052024007] 960mm(H) x 960mm(L) x 70mm(D) x 30mm Frame x 1.2mm - Cabinet For Hose Reel Frame & Door, Non Weather Proof, Non Lockable,Red Colour, Thumb Latch Knob, Viewing Glass, U Shape Frame (Top Frame 14 mm Bend inside), Material: EG |  |  |  | 7080052024007 | 0303090000000 | 4.0000 | nos. |  | 1.2.3 EG Cabinet/ Frame&Door Complete - HR
[7080052025001] 850mm(W) X 970mm(H) X 100mm(D) X 30mm Frame x 1.2mm - Cabinet For Hose Reel Frame & Door, Non Weather Proof, Non-Lockable, Red Colour, Cylindrical Lock, Full Panel, Material: EG, Standard wording in white. |  |  |  | 7080052025001 | 0311101500000 | 1.0000 | nos. |  | 1.2.3 EG Cabinet/ Frame&Door Complete - HR
[7080052025001] 850mm(W) X 970mm(H) X 100mm(D) X 30mm Frame x 1.2mm - Cabinet For Hose Reel Frame & Door, Non Weather Proof, Non-Lockable, Red Colour, Cylindrical Lock, Full Panel, Material: EG, Standard wording in white. |  |  |  | 7080052025001 | 0308026425001 | 1.0000 | nos. |  | 1.2.3 EG Cabinet/ Frame&Door Complete - HR
[7080052025005] 980mm(H) x 980mm(L) x 100mm(D) x 30mm Frame x 1.2mm - Cabinet For Hose Reel Frame & Door, Non Weather Proof, Non Lockable, Red Colour, Thumb Latch Knob, Viewing Glass, Material: EG |  |  |  | 7080052025005 | 0303090000000 | 2.0000 | nos.
[7080052025005] 980mm(H) x 980mm(L) x 100mm(D) x 30mm Frame x 1.2mm - Cabinet For Hose Reel Frame & Door, Non Weather Proof, Non Lockable, Red Colour, Thumb Latch Knob, Viewing Glass, Material: EG |  |  |  | 7080052025005 | 0304820000000 | 2.0000 | nos.
[7080052025005] 980mm(H) x 980mm(L) x 100mm(D) x 30mm Frame x 1.2mm - Cabinet For Hose Reel Frame & Door, Non Weather Proof, Non Lockable, Red Colour, Thumb Latch Knob, Viewing Glass, Material: EG |  |  |  | 7080052025005 | 0304970000000 | 1.0000 | nos.
[7080052025005] 980mm(H) x 980mm(L) x 100mm(D) x 30mm Frame x 1.2mm - Cabinet For Hose Reel Frame & Door, Non Weather Proof, Non Lockable, Red Colour, Thumb Latch Knob, Viewing Glass, Material: EG |  |  |  | 7080052025005 | 0308026425005 | 1.0000 | nos.
[7080052025005] 980mm(H) x 980mm(L) x 100mm(D) x 30mm Frame x 1.2mm - Cabinet For Hose Reel Frame & Door, Non Weather Proof, Non Lockable, Red Colour, Thumb Latch Knob, Viewing Glass, Material: EG |  |  |  | 7080052025005 | 0303300000000 | 1.0000 | nos.
[7080052025007] 940mm(H) x 880mm(L) x 100mm(D) x 30mm (Frame) x 1.2mm - Cabinet For Hose Reel Frame & Door, Non Weather Proof, Non Lockable, Finished White Colour, Thumb Latch Knob, Viewing Glass, Standard Wording In Red Colour, Material: EG |  |  |  | 7080052025007 | 0304970000000 | 1.0000 | nos.
[7080052025007] 940mm(H) x 880mm(L) x 100mm(D) x 30mm (Frame) x 1.2mm - Cabinet For Hose Reel Frame & Door, Non Weather Proof, Non Lockable, Finished White Colour, Thumb Latch Knob, Viewing Glass, Standard Wording In Red Colour, Material: EG |  |  |  | 7080052025007 | 0303300000000 | 1.0000 | nos.
[7080052025007] 940mm(H) x 880mm(L) x 100mm(D) x 30mm (Frame) x 1.2mm - Cabinet For Hose Reel Frame & Door, Non Weather Proof, Non Lockable, Finished White Colour, Thumb Latch Knob, Viewing Glass, Standard Wording In Red Colour, Material: EG |  |  |  | 7080052025007 | 0304820000000 | 2.0000 | nos.
[7080052025007] 940mm(H) x 880mm(L) x 100mm(D) x 30mm (Frame) x 1.2mm - Cabinet For Hose Reel Frame & Door, Non Weather Proof, Non Lockable, Finished White Colour, Thumb Latch Knob, Viewing Glass, Standard Wording In Red Colour, Material: EG |  |  |  | 7080052025007 | 0308026425006 | 1.0000 | nos.
[7080052025007] 940mm(H) x 880mm(L) x 100mm(D) x 30mm (Frame) x 1.2mm - Cabinet For Hose Reel Frame & Door, Non Weather Proof, Non Lockable, Finished White Colour, Thumb Latch Knob, Viewing Glass, Standard Wording In Red Colour, Material: EG |  |  |  | 7080052025007 | 0303090000000 | 2.0000 | nos.
[7080052100000] 800Mm(H)X800Mm(L)X100Mm(D)X30Mm Framex1.0Mm,,Cabinet For Hose Reel Frame & Door, Non Weather Proof, Lockable,Hairline Finish,,Lock & Key, Viewing Glass, Break Glass,,Material: Ss304, |  |  |  | 7080052100000 | 0304810000000 | 4.0000 | nos.
[7080052100000] 800Mm(H)X800Mm(L)X100Mm(D)X30Mm Framex1.0Mm,,Cabinet For Hose Reel Frame & Door, Non Weather Proof, Lockable,Hairline Finish,,Lock & Key, Viewing Glass, Break Glass,,Material: Ss304, |  |  |  | 7080052100000 | 0304810100000 | 1.0000 | nos.
[7080052100000] 800Mm(H)X800Mm(L)X100Mm(D)X30Mm Framex1.0Mm,,Cabinet For Hose Reel Frame & Door, Non Weather Proof, Lockable,Hairline Finish,,Lock & Key, Viewing Glass, Break Glass,,Material: Ss304, |  |  |  | 7080052100000 | 0304970000000 | 1.0000 | nos.
[7080052100000] 800Mm(H)X800Mm(L)X100Mm(D)X30Mm Framex1.0Mm,,Cabinet For Hose Reel Frame & Door, Non Weather Proof, Lockable,Hairline Finish,,Lock & Key, Viewing Glass, Break Glass,,Material: Ss304, |  |  |  | 7080052100000 | 0303090100000 | 4.0000 | nos.
[7080052100000] 800Mm(H)X800Mm(L)X100Mm(D)X30Mm Framex1.0Mm,,Cabinet For Hose Reel Frame & Door, Non Weather Proof, Lockable,Hairline Finish,,Lock & Key, Viewing Glass, Break Glass,,Material: Ss304, |  |  |  | 7080052100000 | 0307983300000 | 1.0000 | nos.
[7080052100000] 800Mm(H)X800Mm(L)X100Mm(D)X30Mm Framex1.0Mm,,Cabinet For Hose Reel Frame & Door, Non Weather Proof, Lockable,Hairline Finish,,Lock & Key, Viewing Glass, Break Glass,,Material: Ss304, |  |  |  | 7080052100000 | 0304980000000 | 1.0000 | nos.
[7080052100000] 800Mm(H)X800Mm(L)X100Mm(D)X30Mm Framex1.0Mm,,Cabinet For Hose Reel Frame & Door, Non Weather Proof, Lockable,Hairline Finish,,Lock & Key, Viewing Glass, Break Glass,,Material: Ss304, |  |  |  | 7080052100000 | 0307400000000 | 1.0000 | nos.
[7080052200000] 800mm(W) X 800mm(H) X 100mm(D) X 30mm Frame X 1.0mm - Cabinet For Hose Reel Frame & Door, Non Weather Proof, Non Lockable, Hairline Finish, Thumb Latch Knob, Viewing Glass, Material: SS304 |  |  |  | 7080052200000 | 0304810000000 | 2.0000 | nos. |  | 1.4.3 SS Cabinet/ Frame&Door Complete - HR
[7080052200000] 800mm(W) X 800mm(H) X 100mm(D) X 30mm Frame X 1.0mm - Cabinet For Hose Reel Frame & Door, Non Weather Proof, Non Lockable, Hairline Finish, Thumb Latch Knob, Viewing Glass, Material: SS304 |  |  |  | 7080052200000 | 0304970000000 | 1.0000 | nos. |  | 1.4.3 SS Cabinet/ Frame&Door Complete - HR
[7080052200000] 800mm(W) X 800mm(H) X 100mm(D) X 30mm Frame X 1.0mm - Cabinet For Hose Reel Frame & Door, Non Weather Proof, Non Lockable, Hairline Finish, Thumb Latch Knob, Viewing Glass, Material: SS304 |  |  |  | 7080052200000 | 0308028200000 | 1.0000 | nos. |  | 1.4.3 SS Cabinet/ Frame&Door Complete - HR
[7080052200000] 800mm(W) X 800mm(H) X 100mm(D) X 30mm Frame X 1.0mm - Cabinet For Hose Reel Frame & Door, Non Weather Proof, Non Lockable, Hairline Finish, Thumb Latch Knob, Viewing Glass, Material: SS304 |  |  |  | 7080052200000 | 0303090100000 | 2.0000 | nos. |  | 1.4.3 SS Cabinet/ Frame&Door Complete - HR
[7080052200000] 800mm(W) X 800mm(H) X 100mm(D) X 30mm Frame X 1.0mm - Cabinet For Hose Reel Frame & Door, Non Weather Proof, Non Lockable, Hairline Finish, Thumb Latch Knob, Viewing Glass, Material: SS304 |  |  |  | 7080052200000 | 0303300000000 | 1.0000 | nos. |  | 1.4.3 SS Cabinet/ Frame&Door Complete - HR
[7080052218006] 800mm(W)X800mm(H)X100mm(D)X30mm(F)XThk1.0mm,Special Made Hose Reel Frame&Door,Lockable,HDB,Hairline Finishing,Spring Lock,Tempered Viewing Glass,Rubber Gasket,Handle, Material: SS304 |  |  |  | 7080052218006 | 0307390000000 | 1.0000 | nos. |  | 1.4.3 SS Cabinet/ Frame&Door Complete - HR
[7080052218006] 800mm(W)X800mm(H)X100mm(D)X30mm(F)XThk1.0mm,Special Made Hose Reel Frame&Door,Lockable,HDB,Hairline Finishing,Spring Lock,Tempered Viewing Glass,Rubber Gasket,Handle, Material: SS304 |  |  |  | 7080052218006 | 0308028218006 | 1.0000 | nos. |  | 1.4.3 SS Cabinet/ Frame&Door Complete - HR
[7080052218006] 800mm(W)X800mm(H)X100mm(D)X30mm(F)XThk1.0mm,Special Made Hose Reel Frame&Door,Lockable,HDB,Hairline Finishing,Spring Lock,Tempered Viewing Glass,Rubber Gasket,Handle, Material: SS304 |  |  |  | 7080052218006 | 0312490000000 | 1.0000 | nos. |  | 1.4.3 SS Cabinet/ Frame&Door Complete - HR
[7080052218006] 800mm(W)X800mm(H)X100mm(D)X30mm(F)XThk1.0mm,Special Made Hose Reel Frame&Door,Lockable,HDB,Hairline Finishing,Spring Lock,Tempered Viewing Glass,Rubber Gasket,Handle, Material: SS304 |  |  |  | 7080052218006 | 0314930000000 | 2.0000 | nos. |  | 1.4.3 SS Cabinet/ Frame&Door Complete - HR
[7080052218006] 800mm(W)X800mm(H)X100mm(D)X30mm(F)XThk1.0mm,Special Made Hose Reel Frame&Door,Lockable,HDB,Hairline Finishing,Spring Lock,Tempered Viewing Glass,Rubber Gasket,Handle, Material: SS304 |  |  |  | 7080052218006 | 0305470000000 | 0.0100 | coil |  | 1.4.3 SS Cabinet/ Frame&Door Complete - HR
[7080052218006] 800mm(W)X800mm(H)X100mm(D)X30mm(F)XThk1.0mm,Special Made Hose Reel Frame&Door,Lockable,HDB,Hairline Finishing,Spring Lock,Tempered Viewing Glass,Rubber Gasket,Handle, Material: SS304 |  |  |  | 7080052218006 | 0303090100000 | 2.0000 | nos. |  | 1.4.3 SS Cabinet/ Frame&Door Complete - HR
[7080052218006] 800mm(W)X800mm(H)X100mm(D)X30mm(F)XThk1.0mm,Special Made Hose Reel Frame&Door,Lockable,HDB,Hairline Finishing,Spring Lock,Tempered Viewing Glass,Rubber Gasket,Handle, Material: SS304 |  |  |  | 7080052218006 | 0304810000000 | 2.0000 | nos. |  | 1.4.3 SS Cabinet/ Frame&Door Complete - HR
[7080052218006] 800mm(W)X800mm(H)X100mm(D)X30mm(F)XThk1.0mm,Special Made Hose Reel Frame&Door,Lockable,HDB,Hairline Finishing,Spring Lock,Tempered Viewing Glass,Rubber Gasket,Handle, Material: SS304 |  |  |  | 7080052218006 | 0305040000000 | 1.0000 | nos. |  | 1.4.3 SS Cabinet/ Frame&Door Complete - HR
[7080052223001] 1050mm(W)x800mm(H)x100mm(D)x30mm(Frame)x1.0mm,Material: Ss304,Hose Reel Frame & Door,Non Weather Proof,Non Lockable,C/w Plastic Thumb Latch Knob,Viewing Glass,Standard Wording In Red Colour |  |  |  | 7080052223001 | 0303300000000 | 1.0000 | nos. |  | 1.4.3 SS Cabinet/ Frame&Door Complete - HR
[7080052223001] 1050mm(W)x800mm(H)x100mm(D)x30mm(Frame)x1.0mm,Material: Ss304,Hose Reel Frame & Door,Non Weather Proof,Non Lockable,C/w Plastic Thumb Latch Knob,Viewing Glass,Standard Wording In Red Colour |  |  |  | 7080052223001 | 0308028223001 | 1.0000 | nos. |  | 1.4.3 SS Cabinet/ Frame&Door Complete - HR
[7080052223001] 1050mm(W)x800mm(H)x100mm(D)x30mm(Frame)x1.0mm,Material: Ss304,Hose Reel Frame & Door,Non Weather Proof,Non Lockable,C/w Plastic Thumb Latch Knob,Viewing Glass,Standard Wording In Red Colour |  |  |  | 7080052223001 | 0303090100000 | 2.0000 | nos. |  | 1.4.3 SS Cabinet/ Frame&Door Complete - HR
[7080052223001] 1050mm(W)x800mm(H)x100mm(D)x30mm(Frame)x1.0mm,Material: Ss304,Hose Reel Frame & Door,Non Weather Proof,Non Lockable,C/w Plastic Thumb Latch Knob,Viewing Glass,Standard Wording In Red Colour |  |  |  | 7080052223001 | 0304810000000 | 2.0000 | nos. |  | 1.4.3 SS Cabinet/ Frame&Door Complete - HR
[7080052223001] 1050mm(W)x800mm(H)x100mm(D)x30mm(Frame)x1.0mm,Material: Ss304,Hose Reel Frame & Door,Non Weather Proof,Non Lockable,C/w Plastic Thumb Latch Knob,Viewing Glass,Standard Wording In Red Colour |  |  |  | 7080052223001 | 0304970000000 | 1.0000 | nos. |  | 1.4.3 SS Cabinet/ Frame&Door Complete - HR
[7080052223003] 800Mm(H)X800Mm(L)X100Mm(D)X30Mm Framex1.0Mm,,Cabinet For Hose Reel Frame & Door, Non Weather Proof, Non Lockable,Hairline Finish,,Push Lock w/o key, Viewing Glass,,Material: Ss304, |  |  |  | 7080052223003 | 0304970000000 | 1.0000 | nos. |  | 1.4.3 SS Cabinet/ Frame&Door Complete - HR
[7080052223003] 800Mm(H)X800Mm(L)X100Mm(D)X30Mm Framex1.0Mm,,Cabinet For Hose Reel Frame & Door, Non Weather Proof, Non Lockable,Hairline Finish,,Push Lock w/o key, Viewing Glass,,Material: Ss304, |  |  |  | 7080052223003 | 0303090100000 | 2.0000 | nos. |  | 1.4.3 SS Cabinet/ Frame&Door Complete - HR
[7080052223003] 800Mm(H)X800Mm(L)X100Mm(D)X30Mm Framex1.0Mm,,Cabinet For Hose Reel Frame & Door, Non Weather Proof, Non Lockable,Hairline Finish,,Push Lock w/o key, Viewing Glass,,Material: Ss304, |  |  |  | 7080052223003 | 0311260000000 | 1.0000 | nos. |  | 1.4.3 SS Cabinet/ Frame&Door Complete - HR
[7080052223003] 800Mm(H)X800Mm(L)X100Mm(D)X30Mm Framex1.0Mm,,Cabinet For Hose Reel Frame & Door, Non Weather Proof, Non Lockable,Hairline Finish,,Push Lock w/o key, Viewing Glass,,Material: Ss304, |  |  |  | 7080052223003 | 0304810000000 | 2.0000 | nos. |  | 1.4.3 SS Cabinet/ Frame&Door Complete - HR
[7080052223003] 800Mm(H)X800Mm(L)X100Mm(D)X30Mm Framex1.0Mm,,Cabinet For Hose Reel Frame & Door, Non Weather Proof, Non Lockable,Hairline Finish,,Push Lock w/o key, Viewing Glass,,Material: Ss304, |  |  |  | 7080052223003 | 0308028223003 | 1.0000 | nos. |  | 1.4.3 SS Cabinet/ Frame&Door Complete - HR
[7080052224001] 800Mm(H)X800Mm(L)X100Mm(D)X30Mm Framex1.0Mm, Cabinet For Hose Reel Frame & Door, Non Weather Proof, Non Lockable,Hairline Finish,Thumb Latch Knob, Full Panel Door With Standard Wording, Door Open From Right To Left, Material: Ss304 |  |  |  | 7080052224001 | 0308028224001 | 1.0000 | nos. |  | 1.4.3 SS Cabinet/ Frame&Door Complete - HR
[7080052224001] 800Mm(H)X800Mm(L)X100Mm(D)X30Mm Framex1.0Mm, Cabinet For Hose Reel Frame & Door, Non Weather Proof, Non Lockable,Hairline Finish,Thumb Latch Knob, Full Panel Door With Standard Wording, Door Open From Right To Left, Material: Ss304 |  |  |  | 7080052224001 | 0303300000000 | 1.0000 | nos. |  | 1.4.3 SS Cabinet/ Frame&Door Complete - HR
[7080052224001] 800Mm(H)X800Mm(L)X100Mm(D)X30Mm Framex1.0Mm, Cabinet For Hose Reel Frame & Door, Non Weather Proof, Non Lockable,Hairline Finish,Thumb Latch Knob, Full Panel Door With Standard Wording, Door Open From Right To Left, Material: Ss304 |  |  |  | 7080052224001 | 0303090100000 | 2.0000 | nos. |  | 1.4.3 SS Cabinet/ Frame&Door Complete - HR
[7080052224001] 800Mm(H)X800Mm(L)X100Mm(D)X30Mm Framex1.0Mm, Cabinet For Hose Reel Frame & Door, Non Weather Proof, Non Lockable,Hairline Finish,Thumb Latch Knob, Full Panel Door With Standard Wording, Door Open From Right To Left, Material: Ss304 |  |  |  | 7080052224001 | 0304970000000 | 1.0000 | nos. |  | 1.4.3 SS Cabinet/ Frame&Door Complete - HR
[7080052224001] 800Mm(H)X800Mm(L)X100Mm(D)X30Mm Framex1.0Mm, Cabinet For Hose Reel Frame & Door, Non Weather Proof, Non Lockable,Hairline Finish,Thumb Latch Knob, Full Panel Door With Standard Wording, Door Open From Right To Left, Material: Ss304 |  |  |  | 7080052224001 | 0304810000000 | 2.0000 | nos. |  | 1.4.3 SS Cabinet/ Frame&Door Complete - HR
[7080052600000] 800mm(W) X 900mm(H) x 361mm(D) X 1.2m - Cabinet For Hose Reel Wall Mounted, Weather Proof, Lockable, Red Colour, Lock & Key, Viewing Glass, Break Glass, Back Of Cabinet Is Fully Covered Up. Material: EG |  |  |  | 7080052600000 | 0303090000000 | 4.0000 | nos. |  | 1.2.3 EG Cabinet/ Frame&Door Complete - HR
[7080052600000] 800mm(W) X 900mm(H) x 361mm(D) X 1.2m - Cabinet For Hose Reel Wall Mounted, Weather Proof, Lockable, Red Colour, Lock & Key, Viewing Glass, Break Glass, Back Of Cabinet Is Fully Covered Up. Material: EG |  |  |  | 7080052600000 | 0304980000000 | 1.0000 | nos. |  | 1.2.3 EG Cabinet/ Frame&Door Complete - HR
[7080052600000] 800mm(W) X 900mm(H) x 361mm(D) X 1.2m - Cabinet For Hose Reel Wall Mounted, Weather Proof, Lockable, Red Colour, Lock & Key, Viewing Glass, Break Glass, Back Of Cabinet Is Fully Covered Up. Material: EG |  |  |  | 7080052600000 | 0304820100000 | 1.0000 | nos. |  | 1.2.3 EG Cabinet/ Frame&Door Complete - HR
[7080052600000] 800mm(W) X 900mm(H) x 361mm(D) X 1.2m - Cabinet For Hose Reel Wall Mounted, Weather Proof, Lockable, Red Colour, Lock & Key, Viewing Glass, Break Glass, Back Of Cabinet Is Fully Covered Up. Material: EG |  |  |  | 7080052600000 | 0305450000000 | 1.0000 | nos. |  | 1.2.3 EG Cabinet/ Frame&Door Complete - HR
[7080052600000] 800mm(W) X 900mm(H) x 361mm(D) X 1.2m - Cabinet For Hose Reel Wall Mounted, Weather Proof, Lockable, Red Colour, Lock & Key, Viewing Glass, Break Glass, Back Of Cabinet Is Fully Covered Up. Material: EG |  |  |  | 7080052600000 | 0308074900000 | 1.0000 | nos. |  | 1.2.3 EG Cabinet/ Frame&Door Complete - HR
[7080052600000] 800mm(W) X 900mm(H) x 361mm(D) X 1.2m - Cabinet For Hose Reel Wall Mounted, Weather Proof, Lockable, Red Colour, Lock & Key, Viewing Glass, Break Glass, Back Of Cabinet Is Fully Covered Up. Material: EG |  |  |  | 7080052600000 | 0305470000000 | 0.0100 | coil |  | 1.2.3 EG Cabinet/ Frame&Door Complete - HR
[7080052600000] 800mm(W) X 900mm(H) x 361mm(D) X 1.2m - Cabinet For Hose Reel Wall Mounted, Weather Proof, Lockable, Red Colour, Lock & Key, Viewing Glass, Break Glass, Back Of Cabinet Is Fully Covered Up. Material: EG |  |  |  | 7080052600000 | 0323772000000 | 4.0000 | nos. |  | 1.2.3 EG Cabinet/ Frame&Door Complete - HR
[7080052600000] 800mm(W) X 900mm(H) x 361mm(D) X 1.2m - Cabinet For Hose Reel Wall Mounted, Weather Proof, Lockable, Red Colour, Lock & Key, Viewing Glass, Break Glass, Back Of Cabinet Is Fully Covered Up. Material: EG |  |  |  | 7080052600000 | 0312350000000 | 4.0000 | nos. |  | 1.2.3 EG Cabinet/ Frame&Door Complete - HR
[7080052600000] 800mm(W) X 900mm(H) x 361mm(D) X 1.2m - Cabinet For Hose Reel Wall Mounted, Weather Proof, Lockable, Red Colour, Lock & Key, Viewing Glass, Break Glass, Back Of Cabinet Is Fully Covered Up. Material: EG |  |  |  | 7080052600000 | 0307400000000 | 1.0000 | nos. |  | 1.2.3 EG Cabinet/ Frame&Door Complete - HR
[7080052600000] 800mm(W) X 900mm(H) x 361mm(D) X 1.2m - Cabinet For Hose Reel Wall Mounted, Weather Proof, Lockable, Red Colour, Lock & Key, Viewing Glass, Break Glass, Back Of Cabinet Is Fully Covered Up. Material: EG |  |  |  | 7080052600000 | 0304820000000 | 3.0000 | nos. |  | 1.2.3 EG Cabinet/ Frame&Door Complete - HR
[7080052600000] 800mm(W) X 900mm(H) x 361mm(D) X 1.2m - Cabinet For Hose Reel Wall Mounted, Weather Proof, Lockable, Red Colour, Lock & Key, Viewing Glass, Break Glass, Back Of Cabinet Is Fully Covered Up. Material: EG |  |  |  | 7080052600000 | 0304970000000 | 1.0000 | nos. |  | 1.2.3 EG Cabinet/ Frame&Door Complete - HR
[7080052625001] 798mm(W) x 789mm(H) x 20mm(D) x 1.2m - Cabinet For Hose Reel Wall Mounted Weather Proof Door Only, Lockable, Red Colour, Lock & Key, Viewing Glass, Break Glass, Material: EG |  |  |  | 7080052625001 | 0304970000000 | 1.0000 | nos.
[7080052625001] 798mm(W) x 789mm(H) x 20mm(D) x 1.2m - Cabinet For Hose Reel Wall Mounted Weather Proof Door Only, Lockable, Red Colour, Lock & Key, Viewing Glass, Break Glass, Material: EG |  |  |  | 7080052625001 | 0304980000000 | 1.0000 | nos.
[7080052625001] 798mm(W) x 789mm(H) x 20mm(D) x 1.2m - Cabinet For Hose Reel Wall Mounted Weather Proof Door Only, Lockable, Red Colour, Lock & Key, Viewing Glass, Break Glass, Material: EG |  |  |  | 7080052625001 | 0308074925001 | 1.0000 | nos.
[7080052625001] 798mm(W) x 789mm(H) x 20mm(D) x 1.2m - Cabinet For Hose Reel Wall Mounted Weather Proof Door Only, Lockable, Red Colour, Lock & Key, Viewing Glass, Break Glass, Material: EG |  |  |  | 7080052625001 | 0304820100000 | 1.0000 | nos.
[7080052625001] 798mm(W) x 789mm(H) x 20mm(D) x 1.2m - Cabinet For Hose Reel Wall Mounted Weather Proof Door Only, Lockable, Red Colour, Lock & Key, Viewing Glass, Break Glass, Material: EG |  |  |  | 7080052625001 | 0305450000000 | 1.0000 | nos.
[7080052625001] 798mm(W) x 789mm(H) x 20mm(D) x 1.2m - Cabinet For Hose Reel Wall Mounted Weather Proof Door Only, Lockable, Red Colour, Lock & Key, Viewing Glass, Break Glass, Material: EG |  |  |  | 7080052625001 | 0304820000000 | 3.0000 | nos.
[7080052625001] 798mm(W) x 789mm(H) x 20mm(D) x 1.2m - Cabinet For Hose Reel Wall Mounted Weather Proof Door Only, Lockable, Red Colour, Lock & Key, Viewing Glass, Break Glass, Material: EG |  |  |  | 7080052625001 | 0307400000000 | 1.0000 | nos.
[7080052625001] 798mm(W) x 789mm(H) x 20mm(D) x 1.2m - Cabinet For Hose Reel Wall Mounted Weather Proof Door Only, Lockable, Red Colour, Lock & Key, Viewing Glass, Break Glass, Material: EG |  |  |  | 7080052625001 | 0303090000000 | 4.0000 | nos.
[7080052625001] 798mm(W) x 789mm(H) x 20mm(D) x 1.2m - Cabinet For Hose Reel Wall Mounted Weather Proof Door Only, Lockable, Red Colour, Lock & Key, Viewing Glass, Break Glass, Material: EG |  |  |  | 7080052625001 | 0305470000000 | 0.0100 | coil
[7080052700000] 800mm(W) X 900mm(H) 361mm(D X 1.2mm - Cabinet For Hose Reel Wall Mounted, Weather Proof, Non Lockable,Red Colour, Thumb Latch Knob, Viewing Glass, Back Of Cabinet Is Fully Covered Up, Material: EG |  |  |  | 7080052700000 | 0305470000000 | 0.0100 | coil |  | 1.2.3 EG Cabinet/ Frame&Door Complete - HR
[7080052700000] 800mm(W) X 900mm(H) 361mm(D X 1.2mm - Cabinet For Hose Reel Wall Mounted, Weather Proof, Non Lockable,Red Colour, Thumb Latch Knob, Viewing Glass, Back Of Cabinet Is Fully Covered Up, Material: EG |  |  |  | 7080052700000 | 0312350000000 | 4.0000 | nos. |  | 1.2.3 EG Cabinet/ Frame&Door Complete - HR
[7080052700000] 800mm(W) X 900mm(H) 361mm(D X 1.2mm - Cabinet For Hose Reel Wall Mounted, Weather Proof, Non Lockable,Red Colour, Thumb Latch Knob, Viewing Glass, Back Of Cabinet Is Fully Covered Up, Material: EG |  |  |  | 7080052700000 | 0304970000000 | 1.0000 | nos. |  | 1.2.3 EG Cabinet/ Frame&Door Complete - HR
[7080052700000] 800mm(W) X 900mm(H) 361mm(D X 1.2mm - Cabinet For Hose Reel Wall Mounted, Weather Proof, Non Lockable,Red Colour, Thumb Latch Knob, Viewing Glass, Back Of Cabinet Is Fully Covered Up, Material: EG |  |  |  | 7080052700000 | 0323772000000 | 4.0000 | nos. |  | 1.2.3 EG Cabinet/ Frame&Door Complete - HR
[7080052700000] 800mm(W) X 900mm(H) 361mm(D X 1.2mm - Cabinet For Hose Reel Wall Mounted, Weather Proof, Non Lockable,Red Colour, Thumb Latch Knob, Viewing Glass, Back Of Cabinet Is Fully Covered Up, Material: EG |  |  |  | 7080052700000 | 0303090000000 | 2.0000 | nos. |  | 1.2.3 EG Cabinet/ Frame&Door Complete - HR
[7080052700000] 800mm(W) X 900mm(H) 361mm(D X 1.2mm - Cabinet For Hose Reel Wall Mounted, Weather Proof, Non Lockable,Red Colour, Thumb Latch Knob, Viewing Glass, Back Of Cabinet Is Fully Covered Up, Material: EG |  |  |  | 7080052700000 | 0308075000000 | 1.0000 | nos. |  | 1.2.3 EG Cabinet/ Frame&Door Complete - HR
[7080052700000] 800mm(W) X 900mm(H) 361mm(D X 1.2mm - Cabinet For Hose Reel Wall Mounted, Weather Proof, Non Lockable,Red Colour, Thumb Latch Knob, Viewing Glass, Back Of Cabinet Is Fully Covered Up, Material: EG |  |  |  | 7080052700000 | 0303300000000 | 1.0000 | nos. |  | 1.2.3 EG Cabinet/ Frame&Door Complete - HR
[7080052700000] 800mm(W) X 900mm(H) 361mm(D X 1.2mm - Cabinet For Hose Reel Wall Mounted, Weather Proof, Non Lockable,Red Colour, Thumb Latch Knob, Viewing Glass, Back Of Cabinet Is Fully Covered Up, Material: EG |  |  |  | 7080052700000 | 0304820000000 | 2.0000 | nos. |  | 1.2.3 EG Cabinet/ Frame&Door Complete - HR
[7080052725001] 800Mm(L)X361Mm(D)X900Mm(H)X1.2Mm,Cabinet For Hose Reel, Weather Proof, Non Lockable, Red Colour, Thumb Latch Knob, Viewing Glass, Back Of Cabinet Is Fully Covered Up Without Mounting Holes, Material: Eg |  |  |  | 7080052725001 | 0305470000000 | 0.0100 | coil |  | 1.2.3 EG Cabinet/ Frame&Door Complete - HR
[7080052725001] 800Mm(L)X361Mm(D)X900Mm(H)X1.2Mm,Cabinet For Hose Reel, Weather Proof, Non Lockable, Red Colour, Thumb Latch Knob, Viewing Glass, Back Of Cabinet Is Fully Covered Up Without Mounting Holes, Material: Eg |  |  |  | 7080052725001 | 0323772000000 | 4.0000 | nos. |  | 1.2.3 EG Cabinet/ Frame&Door Complete - HR
[7080052725001] 800Mm(L)X361Mm(D)X900Mm(H)X1.2Mm,Cabinet For Hose Reel, Weather Proof, Non Lockable, Red Colour, Thumb Latch Knob, Viewing Glass, Back Of Cabinet Is Fully Covered Up Without Mounting Holes, Material: Eg |  |  |  | 7080052725001 | 0303300000000 | 1.0000 | nos. |  | 1.2.3 EG Cabinet/ Frame&Door Complete - HR
[7080052725001] 800Mm(L)X361Mm(D)X900Mm(H)X1.2Mm,Cabinet For Hose Reel, Weather Proof, Non Lockable, Red Colour, Thumb Latch Knob, Viewing Glass, Back Of Cabinet Is Fully Covered Up Without Mounting Holes, Material: Eg |  |  |  | 7080052725001 | 0308075025001 | 1.0000 | nos. |  | 1.2.3 EG Cabinet/ Frame&Door Complete - HR
[7080052725001] 800Mm(L)X361Mm(D)X900Mm(H)X1.2Mm,Cabinet For Hose Reel, Weather Proof, Non Lockable, Red Colour, Thumb Latch Knob, Viewing Glass, Back Of Cabinet Is Fully Covered Up Without Mounting Holes, Material: Eg |  |  |  | 7080052725001 | 0312350000000 | 4.0000 | nos. |  | 1.2.3 EG Cabinet/ Frame&Door Complete - HR
[7080052725001] 800Mm(L)X361Mm(D)X900Mm(H)X1.2Mm,Cabinet For Hose Reel, Weather Proof, Non Lockable, Red Colour, Thumb Latch Knob, Viewing Glass, Back Of Cabinet Is Fully Covered Up Without Mounting Holes, Material: Eg |  |  |  | 7080052725001 | 0304820000000 | 4.0000 | nos. |  | 1.2.3 EG Cabinet/ Frame&Door Complete - HR
[7080052725001] 800Mm(L)X361Mm(D)X900Mm(H)X1.2Mm,Cabinet For Hose Reel, Weather Proof, Non Lockable, Red Colour, Thumb Latch Knob, Viewing Glass, Back Of Cabinet Is Fully Covered Up Without Mounting Holes, Material: Eg |  |  |  | 7080052725001 | 0303090000000 | 4.0000 | nos. |  | 1.2.3 EG Cabinet/ Frame&Door Complete - HR
[7080052725001] 800Mm(L)X361Mm(D)X900Mm(H)X1.2Mm,Cabinet For Hose Reel, Weather Proof, Non Lockable, Red Colour, Thumb Latch Knob, Viewing Glass, Back Of Cabinet Is Fully Covered Up Without Mounting Holes, Material: Eg |  |  |  | 7080052725001 | 0304970000000 | 1.0000 | nos. |  | 1.2.3 EG Cabinet/ Frame&Door Complete - HR
[7080052725002] 800mm(W) x 900mm(H) x 361mm(D) x 1.2mm, Material: EG, Hose Reel Cabinet, Non-Lockable, Weatherproof, Red Colour, C/w Plastic Thumb Latch Knob, Viewing Glass, Back Of Cabinet Is Fully Covered Up, Without Any Mounting Holes, Standard Wording In White Colour. |  |  |  | 7080052725002 | 0304820000000 | 2.0000 | nos. |  | 1.2.3 EG Cabinet/ Frame&Door Complete - HR
[7080052725002] 800mm(W) x 900mm(H) x 361mm(D) x 1.2mm, Material: EG, Hose Reel Cabinet, Non-Lockable, Weatherproof, Red Colour, C/w Plastic Thumb Latch Knob, Viewing Glass, Back Of Cabinet Is Fully Covered Up, Without Any Mounting Holes, Standard Wording In White Colour. |  |  |  | 7080052725002 | 0305470000000 | 0.0100 | coil |  | 1.2.3 EG Cabinet/ Frame&Door Complete - HR
[7080052725002] 800mm(W) x 900mm(H) x 361mm(D) x 1.2mm, Material: EG, Hose Reel Cabinet, Non-Lockable, Weatherproof, Red Colour, C/w Plastic Thumb Latch Knob, Viewing Glass, Back Of Cabinet Is Fully Covered Up, Without Any Mounting Holes, Standard Wording In White Colour. |  |  |  | 7080052725002 | 0323772000000 | 4.0000 | nos. |  | 1.2.3 EG Cabinet/ Frame&Door Complete - HR
[7080052725002] 800mm(W) x 900mm(H) x 361mm(D) x 1.2mm, Material: EG, Hose Reel Cabinet, Non-Lockable, Weatherproof, Red Colour, C/w Plastic Thumb Latch Knob, Viewing Glass, Back Of Cabinet Is Fully Covered Up, Without Any Mounting Holes, Standard Wording In White Colour. |  |  |  | 7080052725002 | 0312350000000 | 4.0000 | nos. |  | 1.2.3 EG Cabinet/ Frame&Door Complete - HR
[7080052725002] 800mm(W) x 900mm(H) x 361mm(D) x 1.2mm, Material: EG, Hose Reel Cabinet, Non-Lockable, Weatherproof, Red Colour, C/w Plastic Thumb Latch Knob, Viewing Glass, Back Of Cabinet Is Fully Covered Up, Without Any Mounting Holes, Standard Wording In White Colour. |  |  |  | 7080052725002 | 0303090000000 | 2.0000 | nos. |  | 1.2.3 EG Cabinet/ Frame&Door Complete - HR
[7080052725002] 800mm(W) x 900mm(H) x 361mm(D) x 1.2mm, Material: EG, Hose Reel Cabinet, Non-Lockable, Weatherproof, Red Colour, C/w Plastic Thumb Latch Knob, Viewing Glass, Back Of Cabinet Is Fully Covered Up, Without Any Mounting Holes, Standard Wording In White Colour. |  |  |  | 7080052725002 | 0304970000000 | 1.0000 | nos. |  | 1.2.3 EG Cabinet/ Frame&Door Complete - HR
[7080052725002] 800mm(W) x 900mm(H) x 361mm(D) x 1.2mm, Material: EG, Hose Reel Cabinet, Non-Lockable, Weatherproof, Red Colour, C/w Plastic Thumb Latch Knob, Viewing Glass, Back Of Cabinet Is Fully Covered Up, Without Any Mounting Holes, Standard Wording In White Colour. |  |  |  | 7080052725002 | 0308075025002 | 1.0000 | nos. |  | 1.2.3 EG Cabinet/ Frame&Door Complete - HR
[7080052725002] 800mm(W) x 900mm(H) x 361mm(D) x 1.2mm, Material: EG, Hose Reel Cabinet, Non-Lockable, Weatherproof, Red Colour, C/w Plastic Thumb Latch Knob, Viewing Glass, Back Of Cabinet Is Fully Covered Up, Without Any Mounting Holes, Standard Wording In White Colour. |  |  |  | 7080052725002 | 0303300000000 | 1.0000 | nos. |  | 1.2.3 EG Cabinet/ Frame&Door Complete - HR
[7080052800000] 800mm(W) X 900mm(H) x 361mm(D) X 1.0mm - Cabinet For Hose Reel Wall Mounted, Weather Proof, Lockable,Hairline Finish, Lock & Key, Viewing Glass, Break Glass, Back Of Cabinet Is Fully Covered Up, Material: SS316, |  |  |  | 7080052800000 | 0304970000000 | 1.0000 | nos. |  | 1.4.3 SS Cabinet/ Frame&Door Complete - HR
[7080052800000] 800mm(W) X 900mm(H) x 361mm(D) X 1.0mm - Cabinet For Hose Reel Wall Mounted, Weather Proof, Lockable,Hairline Finish, Lock & Key, Viewing Glass, Break Glass, Back Of Cabinet Is Fully Covered Up, Material: SS316, |  |  |  | 7080052800000 | 0303090100000 | 4.0000 | nos. |  | 1.4.3 SS Cabinet/ Frame&Door Complete - HR
[7080052800000] 800mm(W) X 900mm(H) x 361mm(D) X 1.0mm - Cabinet For Hose Reel Wall Mounted, Weather Proof, Lockable,Hairline Finish, Lock & Key, Viewing Glass, Break Glass, Back Of Cabinet Is Fully Covered Up, Material: SS316, |  |  |  | 7080052800000 | 0308075100000 | 1.0000 | nos. |  | 1.4.3 SS Cabinet/ Frame&Door Complete - HR
[7080052800000] 800mm(W) X 900mm(H) x 361mm(D) X 1.0mm - Cabinet For Hose Reel Wall Mounted, Weather Proof, Lockable,Hairline Finish, Lock & Key, Viewing Glass, Break Glass, Back Of Cabinet Is Fully Covered Up, Material: SS316, |  |  |  | 7080052800000 | 0304810000000 | 3.0000 | nos. |  | 1.4.3 SS Cabinet/ Frame&Door Complete - HR
[7080052800000] 800mm(W) X 900mm(H) x 361mm(D) X 1.0mm - Cabinet For Hose Reel Wall Mounted, Weather Proof, Lockable,Hairline Finish, Lock & Key, Viewing Glass, Break Glass, Back Of Cabinet Is Fully Covered Up, Material: SS316, |  |  |  | 7080052800000 | 0305450000000 | 1.0000 | nos. |  | 1.4.3 SS Cabinet/ Frame&Door Complete - HR
[7080052800000] 800mm(W) X 900mm(H) x 361mm(D) X 1.0mm - Cabinet For Hose Reel Wall Mounted, Weather Proof, Lockable,Hairline Finish, Lock & Key, Viewing Glass, Break Glass, Back Of Cabinet Is Fully Covered Up, Material: SS316, |  |  |  | 7080052800000 | 0305470000000 | 0.0100 | coil |  | 1.4.3 SS Cabinet/ Frame&Door Complete - HR
[7080052800000] 800mm(W) X 900mm(H) x 361mm(D) X 1.0mm - Cabinet For Hose Reel Wall Mounted, Weather Proof, Lockable,Hairline Finish, Lock & Key, Viewing Glass, Break Glass, Back Of Cabinet Is Fully Covered Up, Material: SS316, |  |  |  | 7080052800000 | 0312350100000 | 4.0000 | nos. |  | 1.4.3 SS Cabinet/ Frame&Door Complete - HR
[7080052800000] 800mm(W) X 900mm(H) x 361mm(D) X 1.0mm - Cabinet For Hose Reel Wall Mounted, Weather Proof, Lockable,Hairline Finish, Lock & Key, Viewing Glass, Break Glass, Back Of Cabinet Is Fully Covered Up, Material: SS316, |  |  |  | 7080052800000 | 0307400000000 | 1.0000 | nos. |  | 1.4.3 SS Cabinet/ Frame&Door Complete - HR
[7080052800000] 800mm(W) X 900mm(H) x 361mm(D) X 1.0mm - Cabinet For Hose Reel Wall Mounted, Weather Proof, Lockable,Hairline Finish, Lock & Key, Viewing Glass, Break Glass, Back Of Cabinet Is Fully Covered Up, Material: SS316, |  |  |  | 7080052800000 | 0304810100000 | 1.0000 | nos. |  | 1.4.3 SS Cabinet/ Frame&Door Complete - HR
[7080052800000] 800mm(W) X 900mm(H) x 361mm(D) X 1.0mm - Cabinet For Hose Reel Wall Mounted, Weather Proof, Lockable,Hairline Finish, Lock & Key, Viewing Glass, Break Glass, Back Of Cabinet Is Fully Covered Up, Material: SS316, |  |  |  | 7080052800000 | 0304980000000 | 1.0000 | nos. |  | 1.4.3 SS Cabinet/ Frame&Door Complete - HR
[7080052800000] 800mm(W) X 900mm(H) x 361mm(D) X 1.0mm - Cabinet For Hose Reel Wall Mounted, Weather Proof, Lockable,Hairline Finish, Lock & Key, Viewing Glass, Break Glass, Back Of Cabinet Is Fully Covered Up, Material: SS316, |  |  |  | 7080052800000 | 0322330000000 | 4.0000 | nos. |  | 1.4.3 SS Cabinet/ Frame&Door Complete - HR
[7080052900000] 800mm(L) x 361mm(D) x 900mm(H) x 1.0mm, Cabinet For Hose Reel Wall Mounted, Weather Proof, Non-Lockable, Hairline Finish, Thumb Latch Knob, Viewing Glass, Back Of Cabinet Is Fully Covered Up, Material: SS316 |  |  |  | 7080052900000 | 0312350100000 | 4.0000 | nos. |  | 1.4.3 SS Cabinet/ Frame&Door Complete - HR
[7080052900000] 800mm(L) x 361mm(D) x 900mm(H) x 1.0mm, Cabinet For Hose Reel Wall Mounted, Weather Proof, Non-Lockable, Hairline Finish, Thumb Latch Knob, Viewing Glass, Back Of Cabinet Is Fully Covered Up, Material: SS316 |  |  |  | 7080052900000 | 0304810000000 | 2.0000 | nos. |  | 1.4.3 SS Cabinet/ Frame&Door Complete - HR
[7080052900000] 800mm(L) x 361mm(D) x 900mm(H) x 1.0mm, Cabinet For Hose Reel Wall Mounted, Weather Proof, Non-Lockable, Hairline Finish, Thumb Latch Knob, Viewing Glass, Back Of Cabinet Is Fully Covered Up, Material: SS316 |  |  |  | 7080052900000 | 0303300000000 | 1.0000 | nos. |  | 1.4.3 SS Cabinet/ Frame&Door Complete - HR
[7080052900000] 800mm(L) x 361mm(D) x 900mm(H) x 1.0mm, Cabinet For Hose Reel Wall Mounted, Weather Proof, Non-Lockable, Hairline Finish, Thumb Latch Knob, Viewing Glass, Back Of Cabinet Is Fully Covered Up, Material: SS316 |  |  |  | 7080052900000 | 0303090100000 | 2.0000 | nos. |  | 1.4.3 SS Cabinet/ Frame&Door Complete - HR
[7080052900000] 800mm(L) x 361mm(D) x 900mm(H) x 1.0mm, Cabinet For Hose Reel Wall Mounted, Weather Proof, Non-Lockable, Hairline Finish, Thumb Latch Knob, Viewing Glass, Back Of Cabinet Is Fully Covered Up, Material: SS316 |  |  |  | 7080052900000 | 0308075200000 | 1.0000 | nos. |  | 1.4.3 SS Cabinet/ Frame&Door Complete - HR
[7080052900000] 800mm(L) x 361mm(D) x 900mm(H) x 1.0mm, Cabinet For Hose Reel Wall Mounted, Weather Proof, Non-Lockable, Hairline Finish, Thumb Latch Knob, Viewing Glass, Back Of Cabinet Is Fully Covered Up, Material: SS316 |  |  |  | 7080052900000 | 0305470000000 | 0.1000 | coil |  | 1.4.3 SS Cabinet/ Frame&Door Complete - HR
[7080052900000] 800mm(L) x 361mm(D) x 900mm(H) x 1.0mm, Cabinet For Hose Reel Wall Mounted, Weather Proof, Non-Lockable, Hairline Finish, Thumb Latch Knob, Viewing Glass, Back Of Cabinet Is Fully Covered Up, Material: SS316 |  |  |  | 7080052900000 | 0322330000000 | 4.0000 | nos. |  | 1.4.3 SS Cabinet/ Frame&Door Complete - HR
[7080052900000] 800mm(L) x 361mm(D) x 900mm(H) x 1.0mm, Cabinet For Hose Reel Wall Mounted, Weather Proof, Non-Lockable, Hairline Finish, Thumb Latch Knob, Viewing Glass, Back Of Cabinet Is Fully Covered Up, Material: SS316 |  |  |  | 7080052900000 | 0304970000000 | 1.0000 | nos. |  | 1.4.3 SS Cabinet/ Frame&Door Complete - HR
[7080052923002] 900mm(W) x 900mm(W) x 500mm(D) x 1.0mm, Material : SS316, Hose Reel Cabinet, Floor Mounted, Lockable, Non Directional Finishing, C/w Spring Lock, Top Slanted Front to Back, Break Glass, Bottom Of The Cabinet Is Hollow, Full Panel Door Without Wording |  |  |  | 7080052923002 | 0308075223002 | 1.0000 | nos. |  | 1.4.3 SS Cabinet/ Frame&Door Complete - HR
[7080052923002] 900mm(W) x 900mm(W) x 500mm(D) x 1.0mm, Material : SS316, Hose Reel Cabinet, Floor Mounted, Lockable, Non Directional Finishing, C/w Spring Lock, Top Slanted Front to Back, Break Glass, Bottom Of The Cabinet Is Hollow, Full Panel Door Without Wording |  |  |  | 7080052923002 | 0307390000000 | 1.0000 | nos. |  | 1.4.3 SS Cabinet/ Frame&Door Complete - HR
[7080052923002] 900mm(W) x 900mm(W) x 500mm(D) x 1.0mm, Material : SS316, Hose Reel Cabinet, Floor Mounted, Lockable, Non Directional Finishing, C/w Spring Lock, Top Slanted Front to Back, Break Glass, Bottom Of The Cabinet Is Hollow, Full Panel Door Without Wording |  |  |  | 7080052923002 | 0304980000000 | 1.0000 | nos. |  | 1.4.3 SS Cabinet/ Frame&Door Complete - HR
[7080052923002] 900mm(W) x 900mm(W) x 500mm(D) x 1.0mm, Material : SS316, Hose Reel Cabinet, Floor Mounted, Lockable, Non Directional Finishing, C/w Spring Lock, Top Slanted Front to Back, Break Glass, Bottom Of The Cabinet Is Hollow, Full Panel Door Without Wording |  |  |  | 7080052923002 | 0304810000000 | 2.0000 | nos. |  | 1.4.3 SS Cabinet/ Frame&Door Complete - HR
[7080052923002] 900mm(W) x 900mm(W) x 500mm(D) x 1.0mm, Material : SS316, Hose Reel Cabinet, Floor Mounted, Lockable, Non Directional Finishing, C/w Spring Lock, Top Slanted Front to Back, Break Glass, Bottom Of The Cabinet Is Hollow, Full Panel Door Without Wording |  |  |  | 7080052923002 | 0303090100000 | 2.0000 | nos. |  | 1.4.3 SS Cabinet/ Frame&Door Complete - HR
[7080052925001] 800mm(W) X 900mm(H) x 361mm(D) X 1.5mm - Cabinet For Hose Reel Floor Mounted, Non-Weather Proof,Slope Backwards, Magnetic Push Latch Lock,Satin Finish, Big Viewing Glass, Back Of Cabinet Is Fully Covered Up, Material: SS316 |  |  |  | 7080052925001 | 0308075225001 | 1.0000 | nos.
[7080052925001] 800mm(W) X 900mm(H) x 361mm(D) X 1.5mm - Cabinet For Hose Reel Floor Mounted, Non-Weather Proof,Slope Backwards, Magnetic Push Latch Lock,Satin Finish, Big Viewing Glass, Back Of Cabinet Is Fully Covered Up, Material: SS316 |  |  |  | 7080052925001 | 0303090100000 | 12.0000 | nos.
[7080052925001] 800mm(W) X 900mm(H) x 361mm(D) X 1.5mm - Cabinet For Hose Reel Floor Mounted, Non-Weather Proof,Slope Backwards, Magnetic Push Latch Lock,Satin Finish, Big Viewing Glass, Back Of Cabinet Is Fully Covered Up, Material: SS316 |  |  |  | 7080052925001 | 0312350100000 | 4.0000 | nos.
[7080052925001] 800mm(W) X 900mm(H) x 361mm(D) X 1.5mm - Cabinet For Hose Reel Floor Mounted, Non-Weather Proof,Slope Backwards, Magnetic Push Latch Lock,Satin Finish, Big Viewing Glass, Back Of Cabinet Is Fully Covered Up, Material: SS316 |  |  |  | 7080052925001 | 0304810000000 | 12.0000 | nos.
[7080052925001] 800mm(W) X 900mm(H) x 361mm(D) X 1.5mm - Cabinet For Hose Reel Floor Mounted, Non-Weather Proof,Slope Backwards, Magnetic Push Latch Lock,Satin Finish, Big Viewing Glass, Back Of Cabinet Is Fully Covered Up, Material: SS316 |  |  |  | 7080052925001 | 0322330000000 | 4.0000 | nos.
[7080053000000] 800mm(W) X 800mm(H) X 361mm(D) X 1.2mm - Cabinet For Hose Reel Wall Mounted, Non Weather Proof, Lockable, Red Colour, Spring Lock, Temper Viewing Glass, Back Of Cabinet Is Not Fully Covered Up, SS575 :2012, Material: EG |  |  |  | 7080053000000 | 0304820000000 | 2.0000 | nos. |  | 1.2.3 EG Cabinet/ Frame&Door Complete - HR
[7080053000000] 800mm(W) X 800mm(H) X 361mm(D) X 1.2mm - Cabinet For Hose Reel Wall Mounted, Non Weather Proof, Lockable, Red Colour, Spring Lock, Temper Viewing Glass, Back Of Cabinet Is Not Fully Covered Up, SS575 :2012, Material: EG |  |  |  | 7080053000000 | 0308083900000 | 1.0000 | nos. |  | 1.2.3 EG Cabinet/ Frame&Door Complete - HR
[7080053000000] 800mm(W) X 800mm(H) X 361mm(D) X 1.2mm - Cabinet For Hose Reel Wall Mounted, Non Weather Proof, Lockable, Red Colour, Spring Lock, Temper Viewing Glass, Back Of Cabinet Is Not Fully Covered Up, SS575 :2012, Material: EG |  |  |  | 7080053000000 | 0305040000000 | 1.0000 | nos. |  | 1.2.3 EG Cabinet/ Frame&Door Complete - HR
[7080053000000] 800mm(W) X 800mm(H) X 361mm(D) X 1.2mm - Cabinet For Hose Reel Wall Mounted, Non Weather Proof, Lockable, Red Colour, Spring Lock, Temper Viewing Glass, Back Of Cabinet Is Not Fully Covered Up, SS575 :2012, Material: EG |  |  |  | 7080053000000 | 0307390000000 | 1.0000 | nos. |  | 1.2.3 EG Cabinet/ Frame&Door Complete - HR
[7080053000000] 800mm(W) X 800mm(H) X 361mm(D) X 1.2mm - Cabinet For Hose Reel Wall Mounted, Non Weather Proof, Lockable, Red Colour, Spring Lock, Temper Viewing Glass, Back Of Cabinet Is Not Fully Covered Up, SS575 :2012, Material: EG |  |  |  | 7080053000000 | 0303090000000 | 2.0000 | nos. |  | 1.2.3 EG Cabinet/ Frame&Door Complete - HR
[7080053025001] 800mm(H) x 800mm(L) x 361mm(D) x Overall Thk 1.6mm Cabinet For Hose Reel, Wall Mounted, Non Weather Proof, Lockable, Red Colour, Spring Lock cw Handle, 3mm Plain Viewing Glass, Back Of Cabinet Is Not Fully Covered Up, Standard Wording In White Colour, Material: EG |  |  |  | 7080053025001 | 0307390000000 | 1.0000 | nos.
[7080053025001] 800mm(H) x 800mm(L) x 361mm(D) x Overall Thk 1.6mm Cabinet For Hose Reel, Wall Mounted, Non Weather Proof, Lockable, Red Colour, Spring Lock cw Handle, 3mm Plain Viewing Glass, Back Of Cabinet Is Not Fully Covered Up, Standard Wording In White Colour, Material: EG |  |  |  | 7080053025001 | 0314930000000 | 2.0000 | nos.
[7080053025001] 800mm(H) x 800mm(L) x 361mm(D) x Overall Thk 1.6mm Cabinet For Hose Reel, Wall Mounted, Non Weather Proof, Lockable, Red Colour, Spring Lock cw Handle, 3mm Plain Viewing Glass, Back Of Cabinet Is Not Fully Covered Up, Standard Wording In White Colour, Material: EG |  |  |  | 7080053025001 | 0304970000000 | 1.0000 | nos.
[7080053025001] 800mm(H) x 800mm(L) x 361mm(D) x Overall Thk 1.6mm Cabinet For Hose Reel, Wall Mounted, Non Weather Proof, Lockable, Red Colour, Spring Lock cw Handle, 3mm Plain Viewing Glass, Back Of Cabinet Is Not Fully Covered Up, Standard Wording In White Colour, Material: EG |  |  |  | 7080053025001 | 0303090000000 | 2.0000 | nos.
[7080053025001] 800mm(H) x 800mm(L) x 361mm(D) x Overall Thk 1.6mm Cabinet For Hose Reel, Wall Mounted, Non Weather Proof, Lockable, Red Colour, Spring Lock cw Handle, 3mm Plain Viewing Glass, Back Of Cabinet Is Not Fully Covered Up, Standard Wording In White Colour, Material: EG |  |  |  | 7080053025001 | 0308083925001 | 1.0000 | nos.
[7080053025001] 800mm(H) x 800mm(L) x 361mm(D) x Overall Thk 1.6mm Cabinet For Hose Reel, Wall Mounted, Non Weather Proof, Lockable, Red Colour, Spring Lock cw Handle, 3mm Plain Viewing Glass, Back Of Cabinet Is Not Fully Covered Up, Standard Wording In White Colour, Material: EG |  |  |  | 7080053025001 | 0304820000000 | 2.0000 | nos.
[7080053025001] 800mm(H) x 800mm(L) x 361mm(D) x Overall Thk 1.6mm Cabinet For Hose Reel, Wall Mounted, Non Weather Proof, Lockable, Red Colour, Spring Lock cw Handle, 3mm Plain Viewing Glass, Back Of Cabinet Is Not Fully Covered Up, Standard Wording In White Colour, Material: EG |  |  |  | 7080053025001 | 0312490000000 | 1.0000 | nos.
[7080053100000] 800mm(H) X 800mm(L) X 361mm(D) X 1.0mm - Cabinet For Hose Reel Wall Mounted, Non Weather Proof, Lockable,( Hairline Finish ),,Spring Lock, Temper Glass, Back Of Cabinet Is Not Fully Covered Up, SS575 : 2012,,Material: SS304 |  |  |  | 7080053100000 | 0305040000000 | 1.0000 | nos. |  | 1.4.3 SS Cabinet/ Frame&Door Complete - HR
[7080053100000] 800mm(H) X 800mm(L) X 361mm(D) X 1.0mm - Cabinet For Hose Reel Wall Mounted, Non Weather Proof, Lockable,( Hairline Finish ),,Spring Lock, Temper Glass, Back Of Cabinet Is Not Fully Covered Up, SS575 : 2012,,Material: SS304 |  |  |  | 7080053100000 | 0307390000000 | 1.0000 | nos. |  | 1.4.3 SS Cabinet/ Frame&Door Complete - HR
[7080053100000] 800mm(H) X 800mm(L) X 361mm(D) X 1.0mm - Cabinet For Hose Reel Wall Mounted, Non Weather Proof, Lockable,( Hairline Finish ),,Spring Lock, Temper Glass, Back Of Cabinet Is Not Fully Covered Up, SS575 : 2012,,Material: SS304 |  |  |  | 7080053100000 | 0303090100000 | 2.0000 | nos. |  | 1.4.3 SS Cabinet/ Frame&Door Complete - HR
[7080053100000] 800mm(H) X 800mm(L) X 361mm(D) X 1.0mm - Cabinet For Hose Reel Wall Mounted, Non Weather Proof, Lockable,( Hairline Finish ),,Spring Lock, Temper Glass, Back Of Cabinet Is Not Fully Covered Up, SS575 : 2012,,Material: SS304 |  |  |  | 7080053100000 | 0308084000000 | 1.0000 | nos. |  | 1.4.3 SS Cabinet/ Frame&Door Complete - HR
[7080053100000] 800mm(H) X 800mm(L) X 361mm(D) X 1.0mm - Cabinet For Hose Reel Wall Mounted, Non Weather Proof, Lockable,( Hairline Finish ),,Spring Lock, Temper Glass, Back Of Cabinet Is Not Fully Covered Up, SS575 : 2012,,Material: SS304 |  |  |  | 7080053100000 | 0304810000000 | 2.0000 | nos. |  | 1.4.3 SS Cabinet/ Frame&Door Complete - HR
[7080053125001] 800mm(H) x 800mm(L) x 361mm(D) x Overall Thk 1.6mm Cabinet For Hose Reel, Wall Mounted, Non Weather Proof, Lockable, Red Colour, Spring Lock cw Handle, 3mm Plain Viewing Glass, Back Of Cabinet Is Not Fully Covered Up, Standard Wording In White Colour, Material: SS304 |  |  |  | 7080053125001 | 0304810000000 | 2.0000 | nos.
[7080053125001] 800mm(H) x 800mm(L) x 361mm(D) x Overall Thk 1.6mm Cabinet For Hose Reel, Wall Mounted, Non Weather Proof, Lockable, Red Colour, Spring Lock cw Handle, 3mm Plain Viewing Glass, Back Of Cabinet Is Not Fully Covered Up, Standard Wording In White Colour, Material: SS304 |  |  |  | 7080053125001 | 0304970000000 | 1.0000 | nos.
[7080053125001] 800mm(H) x 800mm(L) x 361mm(D) x Overall Thk 1.6mm Cabinet For Hose Reel, Wall Mounted, Non Weather Proof, Lockable, Red Colour, Spring Lock cw Handle, 3mm Plain Viewing Glass, Back Of Cabinet Is Not Fully Covered Up, Standard Wording In White Colour, Material: SS304 |  |  |  | 7080053125001 | 0314930000000 | 2.0000 | nos.
[7080053125001] 800mm(H) x 800mm(L) x 361mm(D) x Overall Thk 1.6mm Cabinet For Hose Reel, Wall Mounted, Non Weather Proof, Lockable, Red Colour, Spring Lock cw Handle, 3mm Plain Viewing Glass, Back Of Cabinet Is Not Fully Covered Up, Standard Wording In White Colour, Material: SS304 |  |  |  | 7080053125001 | 0307390000000 | 1.0000 | nos.
[7080053125001] 800mm(H) x 800mm(L) x 361mm(D) x Overall Thk 1.6mm Cabinet For Hose Reel, Wall Mounted, Non Weather Proof, Lockable, Red Colour, Spring Lock cw Handle, 3mm Plain Viewing Glass, Back Of Cabinet Is Not Fully Covered Up, Standard Wording In White Colour, Material: SS304 |  |  |  | 7080053125001 | 0308084025001 | 1.0000 | nos.
[7080053125001] 800mm(H) x 800mm(L) x 361mm(D) x Overall Thk 1.6mm Cabinet For Hose Reel, Wall Mounted, Non Weather Proof, Lockable, Red Colour, Spring Lock cw Handle, 3mm Plain Viewing Glass, Back Of Cabinet Is Not Fully Covered Up, Standard Wording In White Colour, Material: SS304 |  |  |  | 7080053125001 | 0303090100000 | 2.0000 | nos.
[7080053125001] 800mm(H) x 800mm(L) x 361mm(D) x Overall Thk 1.6mm Cabinet For Hose Reel, Wall Mounted, Non Weather Proof, Lockable, Red Colour, Spring Lock cw Handle, 3mm Plain Viewing Glass, Back Of Cabinet Is Not Fully Covered Up, Standard Wording In White Colour, Material: SS304 |  |  |  | 7080053125001 | 0312490000000 | 1.0000 | nos.
[7080053200000] 800mm(H) x 800mm(L) x 361mm(D) x 1.0mm - Cabinet For Hose Reel Wall Mounted, Non Weather Proof, Lockable,Hairline Finish, Spring Lock, Temper Glass, Back Of Cabinet Is Not Fully Covered Up, SS575:2012, Material: SS316 |  |  |  | 7080053200000 | 0304810000000 | 2.0000 | nos. |  | 1.4.3 SS Cabinet/ Frame&Door Complete - HR
[7080053200000] 800mm(H) x 800mm(L) x 361mm(D) x 1.0mm - Cabinet For Hose Reel Wall Mounted, Non Weather Proof, Lockable,Hairline Finish, Spring Lock, Temper Glass, Back Of Cabinet Is Not Fully Covered Up, SS575:2012, Material: SS316 |  |  |  | 7080053200000 | 0303090100000 | 2.0000 | nos. |  | 1.4.3 SS Cabinet/ Frame&Door Complete - HR
[7080053200000] 800mm(H) x 800mm(L) x 361mm(D) x 1.0mm - Cabinet For Hose Reel Wall Mounted, Non Weather Proof, Lockable,Hairline Finish, Spring Lock, Temper Glass, Back Of Cabinet Is Not Fully Covered Up, SS575:2012, Material: SS316 |  |  |  | 7080053200000 | 0305040000000 | 1.0000 | nos. |  | 1.4.3 SS Cabinet/ Frame&Door Complete - HR
[7080053200000] 800mm(H) x 800mm(L) x 361mm(D) x 1.0mm - Cabinet For Hose Reel Wall Mounted, Non Weather Proof, Lockable,Hairline Finish, Spring Lock, Temper Glass, Back Of Cabinet Is Not Fully Covered Up, SS575:2012, Material: SS316 |  |  |  | 7080053200000 | 0308084100000 | 1.0000 | nos. |  | 1.4.3 SS Cabinet/ Frame&Door Complete - HR
[7080053200000] 800mm(H) x 800mm(L) x 361mm(D) x 1.0mm - Cabinet For Hose Reel Wall Mounted, Non Weather Proof, Lockable,Hairline Finish, Spring Lock, Temper Glass, Back Of Cabinet Is Not Fully Covered Up, SS575:2012, Material: SS316 |  |  |  | 7080053200000 | 0307390000000 | 1.0000 | nos. |  | 1.4.3 SS Cabinet/ Frame&Door Complete - HR
[7080053300000] 800mm(W) X 900mm(H) X 361mm(D) X 1.2mm - Cabinet For Hose Reel Wall Mounted, Weather Proof, Lockable, Red Colour, Spring Lock, Temper Glass, Back Of Cabinet Is Fully Covered Up. SS 575 : 2012, Material: EG |  |  |  | 7080053300000 | 0305040000000 | 1.0000 | nos. |  | 1.2.3 EG Cabinet/ Frame&Door Complete - HR
[7080053300000] 800mm(W) X 900mm(H) X 361mm(D) X 1.2mm - Cabinet For Hose Reel Wall Mounted, Weather Proof, Lockable, Red Colour, Spring Lock, Temper Glass, Back Of Cabinet Is Fully Covered Up. SS 575 : 2012, Material: EG |  |  |  | 7080053300000 | 0323772000000 | 4.0000 | nos. |  | 1.2.3 EG Cabinet/ Frame&Door Complete - HR
[7080053300000] 800mm(W) X 900mm(H) X 361mm(D) X 1.2mm - Cabinet For Hose Reel Wall Mounted, Weather Proof, Lockable, Red Colour, Spring Lock, Temper Glass, Back Of Cabinet Is Fully Covered Up. SS 575 : 2012, Material: EG |  |  |  | 7080053300000 | 0312350000000 | 4.0000 | nos. |  | 1.2.3 EG Cabinet/ Frame&Door Complete - HR
[7080053300000] 800mm(W) X 900mm(H) X 361mm(D) X 1.2mm - Cabinet For Hose Reel Wall Mounted, Weather Proof, Lockable, Red Colour, Spring Lock, Temper Glass, Back Of Cabinet Is Fully Covered Up. SS 575 : 2012, Material: EG |  |  |  | 7080053300000 | 0307390000000 | 1.0000 | nos. |  | 1.2.3 EG Cabinet/ Frame&Door Complete - HR
[7080053300000] 800mm(W) X 900mm(H) X 361mm(D) X 1.2mm - Cabinet For Hose Reel Wall Mounted, Weather Proof, Lockable, Red Colour, Spring Lock, Temper Glass, Back Of Cabinet Is Fully Covered Up. SS 575 : 2012, Material: EG |  |  |  | 7080053300000 | 0303090000000 | 2.0000 | nos. |  | 1.2.3 EG Cabinet/ Frame&Door Complete - HR
[7080053300000] 800mm(W) X 900mm(H) X 361mm(D) X 1.2mm - Cabinet For Hose Reel Wall Mounted, Weather Proof, Lockable, Red Colour, Spring Lock, Temper Glass, Back Of Cabinet Is Fully Covered Up. SS 575 : 2012, Material: EG |  |  |  | 7080053300000 | 0304820000000 | 2.0000 | nos. |  | 1.2.3 EG Cabinet/ Frame&Door Complete - HR
[7080053300000] 800mm(W) X 900mm(H) X 361mm(D) X 1.2mm - Cabinet For Hose Reel Wall Mounted, Weather Proof, Lockable, Red Colour, Spring Lock, Temper Glass, Back Of Cabinet Is Fully Covered Up. SS 575 : 2012, Material: EG |  |  |  | 7080053300000 | 0305470000000 | 0.0100 | coil |  | 1.2.3 EG Cabinet/ Frame&Door Complete - HR
[7080053300000] 800mm(W) X 900mm(H) X 361mm(D) X 1.2mm - Cabinet For Hose Reel Wall Mounted, Weather Proof, Lockable, Red Colour, Spring Lock, Temper Glass, Back Of Cabinet Is Fully Covered Up. SS 575 : 2012, Material: EG |  |  |  | 7080053300000 | 0308084200000 | 1.0000 | nos. |  | 1.2.3 EG Cabinet/ Frame&Door Complete - HR
[7080053400000] 800mm(W) X 900mm(H) x 361mm(D) X 1.0mm - Cabinet For Hose Reel Wall Mounted, Weather Proof, Lockable,Hairline Finish, Spring Lock, Temper Glass, Back Of Cabinet Is Fully Covered Up, SS575:2012, Material: SS316 |  |  |  | 7080053400000 | 0305040000000 | 1.0000 | nos. |  | 1.4.3 SS Cabinet/ Frame&Door Complete - HR
[7080053400000] 800mm(W) X 900mm(H) x 361mm(D) X 1.0mm - Cabinet For Hose Reel Wall Mounted, Weather Proof, Lockable,Hairline Finish, Spring Lock, Temper Glass, Back Of Cabinet Is Fully Covered Up, SS575:2012, Material: SS316 |  |  |  | 7080053400000 | 0304810000000 | 2.0000 | nos. |  | 1.4.3 SS Cabinet/ Frame&Door Complete - HR
[7080053400000] 800mm(W) X 900mm(H) x 361mm(D) X 1.0mm - Cabinet For Hose Reel Wall Mounted, Weather Proof, Lockable,Hairline Finish, Spring Lock, Temper Glass, Back Of Cabinet Is Fully Covered Up, SS575:2012, Material: SS316 |  |  |  | 7080053400000 | 0303090100000 | 2.0000 | nos. |  | 1.4.3 SS Cabinet/ Frame&Door Complete - HR
[7080053400000] 800mm(W) X 900mm(H) x 361mm(D) X 1.0mm - Cabinet For Hose Reel Wall Mounted, Weather Proof, Lockable,Hairline Finish, Spring Lock, Temper Glass, Back Of Cabinet Is Fully Covered Up, SS575:2012, Material: SS316 |  |  |  | 7080053400000 | 0308084300000 | 1.0000 | nos. |  | 1.4.3 SS Cabinet/ Frame&Door Complete - HR
[7080053400000] 800mm(W) X 900mm(H) x 361mm(D) X 1.0mm - Cabinet For Hose Reel Wall Mounted, Weather Proof, Lockable,Hairline Finish, Spring Lock, Temper Glass, Back Of Cabinet Is Fully Covered Up, SS575:2012, Material: SS316 |  |  |  | 7080053400000 | 0305470000000 | 0.0100 | coil |  | 1.4.3 SS Cabinet/ Frame&Door Complete - HR
[7080053400000] 800mm(W) X 900mm(H) x 361mm(D) X 1.0mm - Cabinet For Hose Reel Wall Mounted, Weather Proof, Lockable,Hairline Finish, Spring Lock, Temper Glass, Back Of Cabinet Is Fully Covered Up, SS575:2012, Material: SS316 |  |  |  | 7080053400000 | 0307390000000 | 1.0000 | nos. |  | 1.4.3 SS Cabinet/ Frame&Door Complete - HR
[7080053500000] Cabinet For Hose Reel Wall Mounted, Non Weather Proof, Non Lockable, White Colour c/w Thumb Latch Knob, Viewing Glass, Back Of Cabinet Is Not Fully Covered Up, 800mm(H) x 800mm(L) x 361mm(D) x 1.2mm, Material: EG |  |  |  | 7080053500000 | 0303300000000 | 1.0000 | nos.
[7080053500000] Cabinet For Hose Reel Wall Mounted, Non Weather Proof, Non Lockable, White Colour c/w Thumb Latch Knob, Viewing Glass, Back Of Cabinet Is Not Fully Covered Up, 800mm(H) x 800mm(L) x 361mm(D) x 1.2mm, Material: EG |  |  |  | 7080053500000 | 0304820000000 | 2.0000 | nos.
[7080053500000] Cabinet For Hose Reel Wall Mounted, Non Weather Proof, Non Lockable, White Colour c/w Thumb Latch Knob, Viewing Glass, Back Of Cabinet Is Not Fully Covered Up, 800mm(H) x 800mm(L) x 361mm(D) x 1.2mm, Material: EG |  |  |  | 7080053500000 | 0303090000000 | 2.0000 | nos.
[7080053500000] Cabinet For Hose Reel Wall Mounted, Non Weather Proof, Non Lockable, White Colour c/w Thumb Latch Knob, Viewing Glass, Back Of Cabinet Is Not Fully Covered Up, 800mm(H) x 800mm(L) x 361mm(D) x 1.2mm, Material: EG |  |  |  | 7080053500000 | 0304970000000 | 1.0000 | nos.
[7080053500000] Cabinet For Hose Reel Wall Mounted, Non Weather Proof, Non Lockable, White Colour c/w Thumb Latch Knob, Viewing Glass, Back Of Cabinet Is Not Fully Covered Up, 800mm(H) x 800mm(L) x 361mm(D) x 1.2mm, Material: EG |  |  |  | 7080053500000 | 0308095300000 | 1.0000 | nos.
[7080053600000] 800MM(L)X361MM(D)X900MM(H)X1.0MM,,CABINET FOR HOSE REEL WALL MOUNTED, WEATHER PROOF, LOCKABLE,HAIRLINE FINISH,,SPRING LOCK, TEMPER GLASS, BACK OF CABINET IS FULLY COVERED UP,,MATERIAL: SS304, |  |  |  | 7080053600000 | 0305470000000 | 0.0100 | coil |  | SS Cabinet/ Frame&Door - HR
[7080053600000] 800MM(L)X361MM(D)X900MM(H)X1.0MM,,CABINET FOR HOSE REEL WALL MOUNTED, WEATHER PROOF, LOCKABLE,HAIRLINE FINISH,,SPRING LOCK, TEMPER GLASS, BACK OF CABINET IS FULLY COVERED UP,,MATERIAL: SS304, |  |  |  | 7080053600000 | 0305040000000 | 1.0000 | nos. |  | SS Cabinet/ Frame&Door - HR
[7080053600000] 800MM(L)X361MM(D)X900MM(H)X1.0MM,,CABINET FOR HOSE REEL WALL MOUNTED, WEATHER PROOF, LOCKABLE,HAIRLINE FINISH,,SPRING LOCK, TEMPER GLASS, BACK OF CABINET IS FULLY COVERED UP,,MATERIAL: SS304, |  |  |  | 7080053600000 | 0307390000000 | 1.0000 | nos. |  | SS Cabinet/ Frame&Door - HR
[7080053600000] 800MM(L)X361MM(D)X900MM(H)X1.0MM,,CABINET FOR HOSE REEL WALL MOUNTED, WEATHER PROOF, LOCKABLE,HAIRLINE FINISH,,SPRING LOCK, TEMPER GLASS, BACK OF CABINET IS FULLY COVERED UP,,MATERIAL: SS304, |  |  |  | 7080053600000 | 0303090100000 | 2.0000 | nos. |  | SS Cabinet/ Frame&Door - HR
[7080053600000] 800MM(L)X361MM(D)X900MM(H)X1.0MM,,CABINET FOR HOSE REEL WALL MOUNTED, WEATHER PROOF, LOCKABLE,HAIRLINE FINISH,,SPRING LOCK, TEMPER GLASS, BACK OF CABINET IS FULLY COVERED UP,,MATERIAL: SS304, |  |  |  | 7080053600000 | 0308119500000 | 1.0000 | nos. |  | SS Cabinet/ Frame&Door - HR
[7080053600000] 800MM(L)X361MM(D)X900MM(H)X1.0MM,,CABINET FOR HOSE REEL WALL MOUNTED, WEATHER PROOF, LOCKABLE,HAIRLINE FINISH,,SPRING LOCK, TEMPER GLASS, BACK OF CABINET IS FULLY COVERED UP,,MATERIAL: SS304, |  |  |  | 7080053600000 | 0304810000000 | 2.0000 | nos. |  | SS Cabinet/ Frame&Door - HR
[7080053700000] 800mm(L) x 361mm(D) x 900mm(H) x 1.0mm, Cabinet For Hose Reel Wall Mounted, Weather Proof, Non-Lockable,Hairline Finish, Thumb Latch Knob, Viewing Glass, Back Of Cabinet Is Fully Covered Up, Material: SS304 |  |  |  | 7080053700000 | 0322330000000 | 4.0000 | nos. |  | 1.4.3 SS Cabinet/ Frame&Door Complete - HR
[7080053700000] 800mm(L) x 361mm(D) x 900mm(H) x 1.0mm, Cabinet For Hose Reel Wall Mounted, Weather Proof, Non-Lockable,Hairline Finish, Thumb Latch Knob, Viewing Glass, Back Of Cabinet Is Fully Covered Up, Material: SS304 |  |  |  | 7080053700000 | 0312350100000 | 4.0000 | nos. |  | 1.4.3 SS Cabinet/ Frame&Door Complete - HR
[7080053700000] 800mm(L) x 361mm(D) x 900mm(H) x 1.0mm, Cabinet For Hose Reel Wall Mounted, Weather Proof, Non-Lockable,Hairline Finish, Thumb Latch Knob, Viewing Glass, Back Of Cabinet Is Fully Covered Up, Material: SS304 |  |  |  | 7080053700000 | 0308119300000 | 1.0000 | nos. |  | 1.4.3 SS Cabinet/ Frame&Door Complete - HR
[7080053700000] 800mm(L) x 361mm(D) x 900mm(H) x 1.0mm, Cabinet For Hose Reel Wall Mounted, Weather Proof, Non-Lockable,Hairline Finish, Thumb Latch Knob, Viewing Glass, Back Of Cabinet Is Fully Covered Up, Material: SS304 |  |  |  | 7080053700000 | 0303300000000 | 1.0000 | nos. |  | 1.4.3 SS Cabinet/ Frame&Door Complete - HR
[7080053700000] 800mm(L) x 361mm(D) x 900mm(H) x 1.0mm, Cabinet For Hose Reel Wall Mounted, Weather Proof, Non-Lockable,Hairline Finish, Thumb Latch Knob, Viewing Glass, Back Of Cabinet Is Fully Covered Up, Material: SS304 |  |  |  | 7080053700000 | 0304970000000 | 1.0000 | nos. |  | 1.4.3 SS Cabinet/ Frame&Door Complete - HR
[7080053700000] 800mm(L) x 361mm(D) x 900mm(H) x 1.0mm, Cabinet For Hose Reel Wall Mounted, Weather Proof, Non-Lockable,Hairline Finish, Thumb Latch Knob, Viewing Glass, Back Of Cabinet Is Fully Covered Up, Material: SS304 |  |  |  | 7080053700000 | 0303090100000 | 2.0000 | nos. |  | 1.4.3 SS Cabinet/ Frame&Door Complete - HR
[7080053700000] 800mm(L) x 361mm(D) x 900mm(H) x 1.0mm, Cabinet For Hose Reel Wall Mounted, Weather Proof, Non-Lockable,Hairline Finish, Thumb Latch Knob, Viewing Glass, Back Of Cabinet Is Fully Covered Up, Material: SS304 |  |  |  | 7080053700000 | 0304810000000 | 2.0000 | nos. |  | 1.4.3 SS Cabinet/ Frame&Door Complete - HR
[7080053700000] 800mm(L) x 361mm(D) x 900mm(H) x 1.0mm, Cabinet For Hose Reel Wall Mounted, Weather Proof, Non-Lockable,Hairline Finish, Thumb Latch Knob, Viewing Glass, Back Of Cabinet Is Fully Covered Up, Material: SS304 |  |  |  | 7080053700000 | 0305470000000 | 0.0100 | coil |  | 1.4.3 SS Cabinet/ Frame&Door Complete - HR
[7080053720001] 800mm(L)X361mm(D)X900mm(H)X1.0mm,Cabinet For Hose Reel,Wall Mounted,Slanting Roof Top,Non Lockable,Weatherproof,Hairline,Thumb Latch Knob,Viewing Glass,Back Of Cabinet Is Not Covered Up,Material: SS304 |  |  |  | 7080053720001 | 0303300000000 | 1.0000 | nos. |  | 1.4.3 SS Cabinet/ Frame&Door Complete - HR
[7080053720001] 800mm(L)X361mm(D)X900mm(H)X1.0mm,Cabinet For Hose Reel,Wall Mounted,Slanting Roof Top,Non Lockable,Weatherproof,Hairline,Thumb Latch Knob,Viewing Glass,Back Of Cabinet Is Not Covered Up,Material: SS304 |  |  |  | 7080053720001 | 0303090100000 | 2.0000 | nos. |  | 1.4.3 SS Cabinet/ Frame&Door Complete - HR
[7080053720001] 800mm(L)X361mm(D)X900mm(H)X1.0mm,Cabinet For Hose Reel,Wall Mounted,Slanting Roof Top,Non Lockable,Weatherproof,Hairline,Thumb Latch Knob,Viewing Glass,Back Of Cabinet Is Not Covered Up,Material: SS304 |  |  |  | 7080053720001 | 0305470000000 | 0.1000 | coil |  | 1.4.3 SS Cabinet/ Frame&Door Complete - HR
[7080053720001] 800mm(L)X361mm(D)X900mm(H)X1.0mm,Cabinet For Hose Reel,Wall Mounted,Slanting Roof Top,Non Lockable,Weatherproof,Hairline,Thumb Latch Knob,Viewing Glass,Back Of Cabinet Is Not Covered Up,Material: SS304 |  |  |  | 7080053720001 | 0304810000000 | 2.0000 | nos. |  | 1.4.3 SS Cabinet/ Frame&Door Complete - HR
[7080053720001] 800mm(L)X361mm(D)X900mm(H)X1.0mm,Cabinet For Hose Reel,Wall Mounted,Slanting Roof Top,Non Lockable,Weatherproof,Hairline,Thumb Latch Knob,Viewing Glass,Back Of Cabinet Is Not Covered Up,Material: SS304 |  |  |  | 7080053720001 | 0308119320001 | 1.0000 | nos. |  | 1.4.3 SS Cabinet/ Frame&Door Complete - HR
[7080053720001] 800mm(L)X361mm(D)X900mm(H)X1.0mm,Cabinet For Hose Reel,Wall Mounted,Slanting Roof Top,Non Lockable,Weatherproof,Hairline,Thumb Latch Knob,Viewing Glass,Back Of Cabinet Is Not Covered Up,Material: SS304 |  |  |  | 7080053720001 | 0304970000000 | 1.0000 | nos. |  | 1.4.3 SS Cabinet/ Frame&Door Complete - HR
[7080053722001] 800mm(W) x 900mm(H) x 361mm(D) x 1.0mm, Material: Ss304, Hose Reel Cabinet, Floor Mounted, Non Lockable, Weather Proof, Hairline Finishing, C/w Plastic Thumb Latch Knob, Viewing Glass, Slanted Roof, Back Of Cabinet Is Fully Covered Up, Standard Wording In Red Colour |  |  |  | 7080053722001 | 0312350100000 | 4.0000 | nos. |  | 1.4.3 SS Cabinet/ Frame&Door Complete - HR
[7080053722001] 800mm(W) x 900mm(H) x 361mm(D) x 1.0mm, Material: Ss304, Hose Reel Cabinet, Floor Mounted, Non Lockable, Weather Proof, Hairline Finishing, C/w Plastic Thumb Latch Knob, Viewing Glass, Slanted Roof, Back Of Cabinet Is Fully Covered Up, Standard Wording In Red Colour |  |  |  | 7080053722001 | 0304810000000 | 2.0000 | nos. |  | 1.4.3 SS Cabinet/ Frame&Door Complete - HR
[7080053722001] 800mm(W) x 900mm(H) x 361mm(D) x 1.0mm, Material: Ss304, Hose Reel Cabinet, Floor Mounted, Non Lockable, Weather Proof, Hairline Finishing, C/w Plastic Thumb Latch Knob, Viewing Glass, Slanted Roof, Back Of Cabinet Is Fully Covered Up, Standard Wording In Red Colour |  |  |  | 7080053722001 | 0303090100000 | 2.0000 | nos. |  | 1.4.3 SS Cabinet/ Frame&Door Complete - HR
[7080053722001] 800mm(W) x 900mm(H) x 361mm(D) x 1.0mm, Material: Ss304, Hose Reel Cabinet, Floor Mounted, Non Lockable, Weather Proof, Hairline Finishing, C/w Plastic Thumb Latch Knob, Viewing Glass, Slanted Roof, Back Of Cabinet Is Fully Covered Up, Standard Wording In Red Colour |  |  |  | 7080053722001 | 0303300000000 | 1.0000 | nos. |  | 1.4.3 SS Cabinet/ Frame&Door Complete - HR
[7080053722001] 800mm(W) x 900mm(H) x 361mm(D) x 1.0mm, Material: Ss304, Hose Reel Cabinet, Floor Mounted, Non Lockable, Weather Proof, Hairline Finishing, C/w Plastic Thumb Latch Knob, Viewing Glass, Slanted Roof, Back Of Cabinet Is Fully Covered Up, Standard Wording In Red Colour |  |  |  | 7080053722001 | 0322330000000 | 4.0000 | nos. |  | 1.4.3 SS Cabinet/ Frame&Door Complete - HR
[7080053722001] 800mm(W) x 900mm(H) x 361mm(D) x 1.0mm, Material: Ss304, Hose Reel Cabinet, Floor Mounted, Non Lockable, Weather Proof, Hairline Finishing, C/w Plastic Thumb Latch Knob, Viewing Glass, Slanted Roof, Back Of Cabinet Is Fully Covered Up, Standard Wording In Red Colour |  |  |  | 7080053722001 | 0308119322001 | 1.0000 | nos. |  | 1.4.3 SS Cabinet/ Frame&Door Complete - HR
[7080053722001] 800mm(W) x 900mm(H) x 361mm(D) x 1.0mm, Material: Ss304, Hose Reel Cabinet, Floor Mounted, Non Lockable, Weather Proof, Hairline Finishing, C/w Plastic Thumb Latch Knob, Viewing Glass, Slanted Roof, Back Of Cabinet Is Fully Covered Up, Standard Wording In Red Colour |  |  |  | 7080053722001 | 0305470000000 | 0.0100 | coil |  | 1.4.3 SS Cabinet/ Frame&Door Complete - HR
[7080053722001] 800mm(W) x 900mm(H) x 361mm(D) x 1.0mm, Material: Ss304, Hose Reel Cabinet, Floor Mounted, Non Lockable, Weather Proof, Hairline Finishing, C/w Plastic Thumb Latch Knob, Viewing Glass, Slanted Roof, Back Of Cabinet Is Fully Covered Up, Standard Wording In Red Colour |  |  |  | 7080053722001 | 0304970000000 | 1.0000 | nos. |  | 1.4.3 SS Cabinet/ Frame&Door Complete - HR
[7080053724002] 800mm(W) x 900mm(H) x 361mm(D) x 1.0mm, Material: Ss304, Hose Reel Cabinet, Floor Mounted, Non Lockable, Weather Proof, Hairline Finishing, C/w Plastic Thumb Latch Knob, Viewing Glass, Slanted Roof, Back Of Cabinet Is Fully Covered Up, Standard Wording & Fire Extinguisher Wording In Red Colour |  |  |  | 7080053724002 | 0304810000000 | 4.0000 | nos.
[7080053724002] 800mm(W) x 900mm(H) x 361mm(D) x 1.0mm, Material: Ss304, Hose Reel Cabinet, Floor Mounted, Non Lockable, Weather Proof, Hairline Finishing, C/w Plastic Thumb Latch Knob, Viewing Glass, Slanted Roof, Back Of Cabinet Is Fully Covered Up, Standard Wording & Fire Extinguisher Wording In Red Colour |  |  |  | 7080053724002 | 0305470000000 | 0.0100 | coil
[7080053724002] 800mm(W) x 900mm(H) x 361mm(D) x 1.0mm, Material: Ss304, Hose Reel Cabinet, Floor Mounted, Non Lockable, Weather Proof, Hairline Finishing, C/w Plastic Thumb Latch Knob, Viewing Glass, Slanted Roof, Back Of Cabinet Is Fully Covered Up, Standard Wording & Fire Extinguisher Wording In Red Colour |  |  |  | 7080053724002 | 0304970000000 | 1.0000 | nos.
[7080053724002] 800mm(W) x 900mm(H) x 361mm(D) x 1.0mm, Material: Ss304, Hose Reel Cabinet, Floor Mounted, Non Lockable, Weather Proof, Hairline Finishing, C/w Plastic Thumb Latch Knob, Viewing Glass, Slanted Roof, Back Of Cabinet Is Fully Covered Up, Standard Wording & Fire Extinguisher Wording In Red Colour |  |  |  | 7080053724002 | 0303090100000 | 4.0000 | nos.
[7080053724002] 800mm(W) x 900mm(H) x 361mm(D) x 1.0mm, Material: Ss304, Hose Reel Cabinet, Floor Mounted, Non Lockable, Weather Proof, Hairline Finishing, C/w Plastic Thumb Latch Knob, Viewing Glass, Slanted Roof, Back Of Cabinet Is Fully Covered Up, Standard Wording & Fire Extinguisher Wording In Red Colour |  |  |  | 7080053724002 | 0312350100000 | 4.0000 | nos.
[7080053724002] 800mm(W) x 900mm(H) x 361mm(D) x 1.0mm, Material: Ss304, Hose Reel Cabinet, Floor Mounted, Non Lockable, Weather Proof, Hairline Finishing, C/w Plastic Thumb Latch Knob, Viewing Glass, Slanted Roof, Back Of Cabinet Is Fully Covered Up, Standard Wording & Fire Extinguisher Wording In Red Colour |  |  |  | 7080053724002 | 0303300000000 | 1.0000 | nos.
[7080053724002] 800mm(W) x 900mm(H) x 361mm(D) x 1.0mm, Material: Ss304, Hose Reel Cabinet, Floor Mounted, Non Lockable, Weather Proof, Hairline Finishing, C/w Plastic Thumb Latch Knob, Viewing Glass, Slanted Roof, Back Of Cabinet Is Fully Covered Up, Standard Wording & Fire Extinguisher Wording In Red Colour |  |  |  | 7080053724002 | 0322330000000 | 4.0000 | nos.
[7080053724002] 800mm(W) x 900mm(H) x 361mm(D) x 1.0mm, Material: Ss304, Hose Reel Cabinet, Floor Mounted, Non Lockable, Weather Proof, Hairline Finishing, C/w Plastic Thumb Latch Knob, Viewing Glass, Slanted Roof, Back Of Cabinet Is Fully Covered Up, Standard Wording & Fire Extinguisher Wording In Red Colour |  |  |  | 7080053724002 | 0308119324003 | 1.0000 | nos.
[7080053724003] 800mm(W) x 900mm(H) x 361mm(D) x 1.0mm, Material: Ss304, Hose Reel Cabinet, Floor Mounted, Door Open Right to Left, Non Lockable, Weather Proof, Hairline Finishing, C/w Plastic Thumb Latch Knob, Viewing Glass, Slanted Roof, Back Of Cabinet Is Fully Covered Up, Standard Wording & Fire Extinguisher Wording In Red Colour |  |  |  | 7080053724003 | 0303300000000 | 1.0000 | nos.
[7080053724003] 800mm(W) x 900mm(H) x 361mm(D) x 1.0mm, Material: Ss304, Hose Reel Cabinet, Floor Mounted, Door Open Right to Left, Non Lockable, Weather Proof, Hairline Finishing, C/w Plastic Thumb Latch Knob, Viewing Glass, Slanted Roof, Back Of Cabinet Is Fully Covered Up, Standard Wording & Fire Extinguisher Wording In Red Colour |  |  |  | 7080053724003 | 0305470000000 | 0.0100 | coil
[7080053724003] 800mm(W) x 900mm(H) x 361mm(D) x 1.0mm, Material: Ss304, Hose Reel Cabinet, Floor Mounted, Door Open Right to Left, Non Lockable, Weather Proof, Hairline Finishing, C/w Plastic Thumb Latch Knob, Viewing Glass, Slanted Roof, Back Of Cabinet Is Fully Covered Up, Standard Wording & Fire Extinguisher Wording In Red Colour |  |  |  | 7080053724003 | 0304810000000 | 2.0000 | nos.
[7080053724003] 800mm(W) x 900mm(H) x 361mm(D) x 1.0mm, Material: Ss304, Hose Reel Cabinet, Floor Mounted, Door Open Right to Left, Non Lockable, Weather Proof, Hairline Finishing, C/w Plastic Thumb Latch Knob, Viewing Glass, Slanted Roof, Back Of Cabinet Is Fully Covered Up, Standard Wording & Fire Extinguisher Wording In Red Colour |  |  |  | 7080053724003 | 0304970000000 | 1.0000 | nos.
[7080053724003] 800mm(W) x 900mm(H) x 361mm(D) x 1.0mm, Material: Ss304, Hose Reel Cabinet, Floor Mounted, Door Open Right to Left, Non Lockable, Weather Proof, Hairline Finishing, C/w Plastic Thumb Latch Knob, Viewing Glass, Slanted Roof, Back Of Cabinet Is Fully Covered Up, Standard Wording & Fire Extinguisher Wording In Red Colour |  |  |  | 7080053724003 | 0312350100000 | 4.0000 | nos.
[7080053724003] 800mm(W) x 900mm(H) x 361mm(D) x 1.0mm, Material: Ss304, Hose Reel Cabinet, Floor Mounted, Door Open Right to Left, Non Lockable, Weather Proof, Hairline Finishing, C/w Plastic Thumb Latch Knob, Viewing Glass, Slanted Roof, Back Of Cabinet Is Fully Covered Up, Standard Wording & Fire Extinguisher Wording In Red Colour |  |  |  | 7080053724003 | 0303090100000 | 4.0000 | nos.
[7080053724003] 800mm(W) x 900mm(H) x 361mm(D) x 1.0mm, Material: Ss304, Hose Reel Cabinet, Floor Mounted, Door Open Right to Left, Non Lockable, Weather Proof, Hairline Finishing, C/w Plastic Thumb Latch Knob, Viewing Glass, Slanted Roof, Back Of Cabinet Is Fully Covered Up, Standard Wording & Fire Extinguisher Wording In Red Colour |  |  |  | 7080053724003 | 0322330000000 | 4.0000 | nos.
[7080053724003] 800mm(W) x 900mm(H) x 361mm(D) x 1.0mm, Material: Ss304, Hose Reel Cabinet, Floor Mounted, Door Open Right to Left, Non Lockable, Weather Proof, Hairline Finishing, C/w Plastic Thumb Latch Knob, Viewing Glass, Slanted Roof, Back Of Cabinet Is Fully Covered Up, Standard Wording & Fire Extinguisher Wording In Red Colour |  |  |  | 7080053724003 | 0308119324004 | 1.0000 | nos.
[7080053724005] 800mm(W)X900mm(H)X361mm(D)X1.0mm, Material: SS304,Self Standing Hose Reel Cabinet, Weather Proof , Non-Lockable,Hairline Finishing, Thumb Latch Knob, Full Panel Door, 4 Nos Legs (300mm),Back Of Cabinet Fully Covered Up, Standard Wording In Red Colour |  |  |  | 7080053724005 | 0322330000000 | 4.0000 | nos.
[7080053724005] 800mm(W)X900mm(H)X361mm(D)X1.0mm, Material: SS304,Self Standing Hose Reel Cabinet, Weather Proof , Non-Lockable,Hairline Finishing, Thumb Latch Knob, Full Panel Door, 4 Nos Legs (300mm),Back Of Cabinet Fully Covered Up, Standard Wording In Red Colour |  |  |  | 7080053724005 | 0303300000000 | 1.0000 | nos.
[7080053724005] 800mm(W)X900mm(H)X361mm(D)X1.0mm, Material: SS304,Self Standing Hose Reel Cabinet, Weather Proof , Non-Lockable,Hairline Finishing, Thumb Latch Knob, Full Panel Door, 4 Nos Legs (300mm),Back Of Cabinet Fully Covered Up, Standard Wording In Red Colour |  |  |  | 7080053724005 | 0312350100000 | 4.0000 | nos.
[7080053724005] 800mm(W)X900mm(H)X361mm(D)X1.0mm, Material: SS304,Self Standing Hose Reel Cabinet, Weather Proof , Non-Lockable,Hairline Finishing, Thumb Latch Knob, Full Panel Door, 4 Nos Legs (300mm),Back Of Cabinet Fully Covered Up, Standard Wording In Red Colour |  |  |  | 7080053724005 | 0303090100000 | 4.0000 | nos.
[7080053724005] 800mm(W)X900mm(H)X361mm(D)X1.0mm, Material: SS304,Self Standing Hose Reel Cabinet, Weather Proof , Non-Lockable,Hairline Finishing, Thumb Latch Knob, Full Panel Door, 4 Nos Legs (300mm),Back Of Cabinet Fully Covered Up, Standard Wording In Red Colour |  |  |  | 7080053724005 | 0308119324005 | 1.0000 | nos.
[7080053724005] 800mm(W)X900mm(H)X361mm(D)X1.0mm, Material: SS304,Self Standing Hose Reel Cabinet, Weather Proof , Non-Lockable,Hairline Finishing, Thumb Latch Knob, Full Panel Door, 4 Nos Legs (300mm),Back Of Cabinet Fully Covered Up, Standard Wording In Red Colour |  |  |  | 7080053724005 | 0304810000000 | 4.0000 | nos.
[7080053800000] 800mm(W) X 900mm(H) X 361mm(D) X 1.0mm - Cabinet For Hose Reel Wall Mounted, Weather Proof, Lockable,Hairline Finish, Lock & Key, Viewing Glass, Break Glass, Back Of Cabinet Is Fully Covered Up, Material: SS304, |  |  |  | 7080053800000 | 0303090100000 | 4.0000 | nos. |  | 1.4.3 SS Cabinet/ Frame&Door Complete - HR
[7080053800000] 800mm(W) X 900mm(H) X 361mm(D) X 1.0mm - Cabinet For Hose Reel Wall Mounted, Weather Proof, Lockable,Hairline Finish, Lock & Key, Viewing Glass, Break Glass, Back Of Cabinet Is Fully Covered Up, Material: SS304, |  |  |  | 7080053800000 | 0305450000000 | 1.0000 | nos. |  | 1.4.3 SS Cabinet/ Frame&Door Complete - HR
[7080053800000] 800mm(W) X 900mm(H) X 361mm(D) X 1.0mm - Cabinet For Hose Reel Wall Mounted, Weather Proof, Lockable,Hairline Finish, Lock & Key, Viewing Glass, Break Glass, Back Of Cabinet Is Fully Covered Up, Material: SS304, |  |  |  | 7080053800000 | 0308119400000 | 1.0000 | nos. |  | 1.4.3 SS Cabinet/ Frame&Door Complete - HR
[7080053800000] 800mm(W) X 900mm(H) X 361mm(D) X 1.0mm - Cabinet For Hose Reel Wall Mounted, Weather Proof, Lockable,Hairline Finish, Lock & Key, Viewing Glass, Break Glass, Back Of Cabinet Is Fully Covered Up, Material: SS304, |  |  |  | 7080053800000 | 0304970000000 | 1.0000 | nos. |  | 1.4.3 SS Cabinet/ Frame&Door Complete - HR
[7080053800000] 800mm(W) X 900mm(H) X 361mm(D) X 1.0mm - Cabinet For Hose Reel Wall Mounted, Weather Proof, Lockable,Hairline Finish, Lock & Key, Viewing Glass, Break Glass, Back Of Cabinet Is Fully Covered Up, Material: SS304, |  |  |  | 7080053800000 | 0305470000000 | 0.0100 | coil |  | 1.4.3 SS Cabinet/ Frame&Door Complete - HR
[7080053800000] 800mm(W) X 900mm(H) X 361mm(D) X 1.0mm - Cabinet For Hose Reel Wall Mounted, Weather Proof, Lockable,Hairline Finish, Lock & Key, Viewing Glass, Break Glass, Back Of Cabinet Is Fully Covered Up, Material: SS304, |  |  |  | 7080053800000 | 0312350100000 | 4.0000 | nos. |  | 1.4.3 SS Cabinet/ Frame&Door Complete - HR
[7080053800000] 800mm(W) X 900mm(H) X 361mm(D) X 1.0mm - Cabinet For Hose Reel Wall Mounted, Weather Proof, Lockable,Hairline Finish, Lock & Key, Viewing Glass, Break Glass, Back Of Cabinet Is Fully Covered Up, Material: SS304, |  |  |  | 7080053800000 | 0304810100000 | 1.0000 | nos. |  | 1.4.3 SS Cabinet/ Frame&Door Complete - HR
[7080053800000] 800mm(W) X 900mm(H) X 361mm(D) X 1.0mm - Cabinet For Hose Reel Wall Mounted, Weather Proof, Lockable,Hairline Finish, Lock & Key, Viewing Glass, Break Glass, Back Of Cabinet Is Fully Covered Up, Material: SS304, |  |  |  | 7080053800000 | 0322330000000 | 4.0000 | nos. |  | 1.4.3 SS Cabinet/ Frame&Door Complete - HR
[7080053800000] 800mm(W) X 900mm(H) X 361mm(D) X 1.0mm - Cabinet For Hose Reel Wall Mounted, Weather Proof, Lockable,Hairline Finish, Lock & Key, Viewing Glass, Break Glass, Back Of Cabinet Is Fully Covered Up, Material: SS304, |  |  |  | 7080053800000 | 0307400000000 | 1.0000 | nos. |  | 1.4.3 SS Cabinet/ Frame&Door Complete - HR
[7080053800000] 800mm(W) X 900mm(H) X 361mm(D) X 1.0mm - Cabinet For Hose Reel Wall Mounted, Weather Proof, Lockable,Hairline Finish, Lock & Key, Viewing Glass, Break Glass, Back Of Cabinet Is Fully Covered Up, Material: SS304, |  |  |  | 7080053800000 | 0304810000000 | 3.0000 | nos. |  | 1.4.3 SS Cabinet/ Frame&Door Complete - HR
[7080053800000] 800mm(W) X 900mm(H) X 361mm(D) X 1.0mm - Cabinet For Hose Reel Wall Mounted, Weather Proof, Lockable,Hairline Finish, Lock & Key, Viewing Glass, Break Glass, Back Of Cabinet Is Fully Covered Up, Material: SS304, |  |  |  | 7080053800000 | 0304980000000 | 1.0000 | nos. |  | 1.4.3 SS Cabinet/ Frame&Door Complete - HR
[7080053825001] 800mm(W) X 900mm(H) X 361mm(D) X 1.0mm - Self Standing Cabinet For Hose Reel, Weather Proof, Lockable,Hairline Finish, Lock & Key, Viewing Glass, Break Glass, Back Of Cabinet Is Fully Covered Up, Material: SS304, Legs (150mm) |  |  |  | 7080053825001 | 0303090100000 | 4.0000 | nos.
[7080053825001] 800mm(W) X 900mm(H) X 361mm(D) X 1.0mm - Self Standing Cabinet For Hose Reel, Weather Proof, Lockable,Hairline Finish, Lock & Key, Viewing Glass, Break Glass, Back Of Cabinet Is Fully Covered Up, Material: SS304, Legs (150mm) |  |  |  | 7080053825001 | 0305470000000 | 0.0100 | coil
[7080053825001] 800mm(W) X 900mm(H) X 361mm(D) X 1.0mm - Self Standing Cabinet For Hose Reel, Weather Proof, Lockable,Hairline Finish, Lock & Key, Viewing Glass, Break Glass, Back Of Cabinet Is Fully Covered Up, Material: SS304, Legs (150mm) |  |  |  | 7080053825001 | 0305450000000 | 1.0000 | nos.
[7080053825001] 800mm(W) X 900mm(H) X 361mm(D) X 1.0mm - Self Standing Cabinet For Hose Reel, Weather Proof, Lockable,Hairline Finish, Lock & Key, Viewing Glass, Break Glass, Back Of Cabinet Is Fully Covered Up, Material: SS304, Legs (150mm) |  |  |  | 7080053825001 | 0304970000000 | 1.0000 | nos.
[7080053825001] 800mm(W) X 900mm(H) X 361mm(D) X 1.0mm - Self Standing Cabinet For Hose Reel, Weather Proof, Lockable,Hairline Finish, Lock & Key, Viewing Glass, Break Glass, Back Of Cabinet Is Fully Covered Up, Material: SS304, Legs (150mm) |  |  |  | 7080053825001 | 0304810000000 | 3.0000 | nos.
[7080053825001] 800mm(W) X 900mm(H) X 361mm(D) X 1.0mm - Self Standing Cabinet For Hose Reel, Weather Proof, Lockable,Hairline Finish, Lock & Key, Viewing Glass, Break Glass, Back Of Cabinet Is Fully Covered Up, Material: SS304, Legs (150mm) |  |  |  | 7080053825001 | 0312350100000 | 4.0000 | nos.
[7080053825001] 800mm(W) X 900mm(H) X 361mm(D) X 1.0mm - Self Standing Cabinet For Hose Reel, Weather Proof, Lockable,Hairline Finish, Lock & Key, Viewing Glass, Break Glass, Back Of Cabinet Is Fully Covered Up, Material: SS304, Legs (150mm) |  |  |  | 7080053825001 | 0322330000000 | 4.0000 | nos.
[7080053825001] 800mm(W) X 900mm(H) X 361mm(D) X 1.0mm - Self Standing Cabinet For Hose Reel, Weather Proof, Lockable,Hairline Finish, Lock & Key, Viewing Glass, Break Glass, Back Of Cabinet Is Fully Covered Up, Material: SS304, Legs (150mm) |  |  |  | 7080053825001 | 0308119425001 | 1.0000 | nos.
[7080053825001] 800mm(W) X 900mm(H) X 361mm(D) X 1.0mm - Self Standing Cabinet For Hose Reel, Weather Proof, Lockable,Hairline Finish, Lock & Key, Viewing Glass, Break Glass, Back Of Cabinet Is Fully Covered Up, Material: SS304, Legs (150mm) |  |  |  | 7080053825001 | 0307400000000 | 1.0000 | nos.
[7080053825001] 800mm(W) X 900mm(H) X 361mm(D) X 1.0mm - Self Standing Cabinet For Hose Reel, Weather Proof, Lockable,Hairline Finish, Lock & Key, Viewing Glass, Break Glass, Back Of Cabinet Is Fully Covered Up, Material: SS304, Legs (150mm) |  |  |  | 7080053825001 | 0304980000000 | 1.0000 | nos.
[7080053825001] 800mm(W) X 900mm(H) X 361mm(D) X 1.0mm - Self Standing Cabinet For Hose Reel, Weather Proof, Lockable,Hairline Finish, Lock & Key, Viewing Glass, Break Glass, Back Of Cabinet Is Fully Covered Up, Material: SS304, Legs (150mm) |  |  |  | 7080053825001 | 0304810100000 | 1.0000 | nos.
[7080053900000] 800Mm(H)X800Mm(L)X361Mm(D)X1.2Mm,,Cabinet For Hose Reel Wall Mounted, Non Weather Proof, Non-Lockable, Back Cover,,Red Colour,,Thumb Latch Knob, Viewing Glass, Back Of Cabinet Is Fully Covered Up,,Material: Eg, |  |  |  | 7080053900000 | 0303300000000 | 1.0000 | nos.
[7080053900000] 800Mm(H)X800Mm(L)X361Mm(D)X1.2Mm,,Cabinet For Hose Reel Wall Mounted, Non Weather Proof, Non-Lockable, Back Cover,,Red Colour,,Thumb Latch Knob, Viewing Glass, Back Of Cabinet Is Fully Covered Up,,Material: Eg, |  |  |  | 7080053900000 | 0304820000000 | 2.0000 | nos.
[7080053900000] 800Mm(H)X800Mm(L)X361Mm(D)X1.2Mm,,Cabinet For Hose Reel Wall Mounted, Non Weather Proof, Non-Lockable, Back Cover,,Red Colour,,Thumb Latch Knob, Viewing Glass, Back Of Cabinet Is Fully Covered Up,,Material: Eg, |  |  |  | 7080053900000 | 0303090000000 | 2.0000 | nos.
[7080053900000] 800Mm(H)X800Mm(L)X361Mm(D)X1.2Mm,,Cabinet For Hose Reel Wall Mounted, Non Weather Proof, Non-Lockable, Back Cover,,Red Colour,,Thumb Latch Knob, Viewing Glass, Back Of Cabinet Is Fully Covered Up,,Material: Eg, |  |  |  | 7080053900000 | 0323772000000 | 4.0000 | nos.
[7080053900000] 800Mm(H)X800Mm(L)X361Mm(D)X1.2Mm,,Cabinet For Hose Reel Wall Mounted, Non Weather Proof, Non-Lockable, Back Cover,,Red Colour,,Thumb Latch Knob, Viewing Glass, Back Of Cabinet Is Fully Covered Up,,Material: Eg, |  |  |  | 7080053900000 | 0307980323003 | 1.0000 | nos.
[7080053900000] 800Mm(H)X800Mm(L)X361Mm(D)X1.2Mm,,Cabinet For Hose Reel Wall Mounted, Non Weather Proof, Non-Lockable, Back Cover,,Red Colour,,Thumb Latch Knob, Viewing Glass, Back Of Cabinet Is Fully Covered Up,,Material: Eg, |  |  |  | 7080053900000 | 0312350000000 | 4.0000 | nos.
[7080053900000] 800Mm(H)X800Mm(L)X361Mm(D)X1.2Mm,,Cabinet For Hose Reel Wall Mounted, Non Weather Proof, Non-Lockable, Back Cover,,Red Colour,,Thumb Latch Knob, Viewing Glass, Back Of Cabinet Is Fully Covered Up,,Material: Eg, |  |  |  | 7080053900000 | 0304970000000 | 1.0000 | nos.
[7080053900001] 800Mm(H)X800Mm(L)X361Mm(D)X1.2Mm,,Cabinet For Hose Reel Wall Mounted, Non Weather Proof, Lockable, Back Cover,,Red Colour, Lock & Key, Viewing Glass, Back Of Cabinet Is Fully Covered Up,,Material: EG |  |  |  | 7080053900001 | 0312350000000 | 4.0000 | nos.
[7080053900001] 800Mm(H)X800Mm(L)X361Mm(D)X1.2Mm,,Cabinet For Hose Reel Wall Mounted, Non Weather Proof, Lockable, Back Cover,,Red Colour, Lock & Key, Viewing Glass, Back Of Cabinet Is Fully Covered Up,,Material: EG |  |  |  | 7080053900001 | 0303090000000 | 4.0000 | nos.
[7080053900001] 800Mm(H)X800Mm(L)X361Mm(D)X1.2Mm,,Cabinet For Hose Reel Wall Mounted, Non Weather Proof, Lockable, Back Cover,,Red Colour, Lock & Key, Viewing Glass, Back Of Cabinet Is Fully Covered Up,,Material: EG |  |  |  | 7080053900001 | 0323772000000 | 4.0000 | nos.
[7080053900001] 800Mm(H)X800Mm(L)X361Mm(D)X1.2Mm,,Cabinet For Hose Reel Wall Mounted, Non Weather Proof, Lockable, Back Cover,,Red Colour, Lock & Key, Viewing Glass, Back Of Cabinet Is Fully Covered Up,,Material: EG |  |  |  | 7080053900001 | 0304820000000 | 3.0000 | nos.
[7080053900001] 800Mm(H)X800Mm(L)X361Mm(D)X1.2Mm,,Cabinet For Hose Reel Wall Mounted, Non Weather Proof, Lockable, Back Cover,,Red Colour, Lock & Key, Viewing Glass, Back Of Cabinet Is Fully Covered Up,,Material: EG |  |  |  | 7080053900001 | 0307980118001 | 1.0000 | nos.
[7080053900001] 800Mm(H)X800Mm(L)X361Mm(D)X1.2Mm,,Cabinet For Hose Reel Wall Mounted, Non Weather Proof, Lockable, Back Cover,,Red Colour, Lock & Key, Viewing Glass, Back Of Cabinet Is Fully Covered Up,,Material: EG |  |  |  | 7080053900001 | 0304980000000 | 1.0000 | nos.
[7080053900001] 800Mm(H)X800Mm(L)X361Mm(D)X1.2Mm,,Cabinet For Hose Reel Wall Mounted, Non Weather Proof, Lockable, Back Cover,,Red Colour, Lock & Key, Viewing Glass, Back Of Cabinet Is Fully Covered Up,,Material: EG |  |  |  | 7080053900001 | 0304820100000 | 1.0000 | nos.
[7080053900001] 800Mm(H)X800Mm(L)X361Mm(D)X1.2Mm,,Cabinet For Hose Reel Wall Mounted, Non Weather Proof, Lockable, Back Cover,,Red Colour, Lock & Key, Viewing Glass, Back Of Cabinet Is Fully Covered Up,,Material: EG |  |  |  | 7080053900001 | 0307400000000 | 1.0000 | nos.
[7080053900001] 800Mm(H)X800Mm(L)X361Mm(D)X1.2Mm,,Cabinet For Hose Reel Wall Mounted, Non Weather Proof, Lockable, Back Cover,,Red Colour, Lock & Key, Viewing Glass, Back Of Cabinet Is Fully Covered Up,,Material: EG |  |  |  | 7080053900001 | 0304970000000 | 1.0000 | nos.
[7080053923003] 800mm(H)X800mm(L)X400mm(D) x 1.2mm,Cabinet For Hose Reel,Wall Mounted,Red Color,Non Weatherproof,Non Lockable,Thumb Latch Knob,Viewing Glass,Back Of Cabinet Is Fully Covered Up, Left Side Open With Frame 50mm, Door Inside & Open From Right To Left, Material: EG |  |  |  | 7080053923003 | 0303090000000 | 2.0000 | nos.
[7080053923003] 800mm(H)X800mm(L)X400mm(D) x 1.2mm,Cabinet For Hose Reel,Wall Mounted,Red Color,Non Weatherproof,Non Lockable,Thumb Latch Knob,Viewing Glass,Back Of Cabinet Is Fully Covered Up, Left Side Open With Frame 50mm, Door Inside & Open From Right To Left, Material: EG |  |  |  | 7080053923003 | 0307980323006 | 1.0000 | nos.
[7080053923003] 800mm(H)X800mm(L)X400mm(D) x 1.2mm,Cabinet For Hose Reel,Wall Mounted,Red Color,Non Weatherproof,Non Lockable,Thumb Latch Knob,Viewing Glass,Back Of Cabinet Is Fully Covered Up, Left Side Open With Frame 50mm, Door Inside & Open From Right To Left, Material: EG |  |  |  | 7080053923003 | 0323772000000 | 4.0000 | nos.
[7080053923003] 800mm(H)X800mm(L)X400mm(D) x 1.2mm,Cabinet For Hose Reel,Wall Mounted,Red Color,Non Weatherproof,Non Lockable,Thumb Latch Knob,Viewing Glass,Back Of Cabinet Is Fully Covered Up, Left Side Open With Frame 50mm, Door Inside & Open From Right To Left, Material: EG |  |  |  | 7080053923003 | 0304970000000 | 1.0000 | nos.
[7080053923003] 800mm(H)X800mm(L)X400mm(D) x 1.2mm,Cabinet For Hose Reel,Wall Mounted,Red Color,Non Weatherproof,Non Lockable,Thumb Latch Knob,Viewing Glass,Back Of Cabinet Is Fully Covered Up, Left Side Open With Frame 50mm, Door Inside & Open From Right To Left, Material: EG |  |  |  | 7080053923003 | 0304820000000 | 2.0000 | nos.
[7080053923003] 800mm(H)X800mm(L)X400mm(D) x 1.2mm,Cabinet For Hose Reel,Wall Mounted,Red Color,Non Weatherproof,Non Lockable,Thumb Latch Knob,Viewing Glass,Back Of Cabinet Is Fully Covered Up, Left Side Open With Frame 50mm, Door Inside & Open From Right To Left, Material: EG |  |  |  | 7080053923003 | 0312350000000 | 4.0000 | nos.
[7080053923003] 800mm(H)X800mm(L)X400mm(D) x 1.2mm,Cabinet For Hose Reel,Wall Mounted,Red Color,Non Weatherproof,Non Lockable,Thumb Latch Knob,Viewing Glass,Back Of Cabinet Is Fully Covered Up, Left Side Open With Frame 50mm, Door Inside & Open From Right To Left, Material: EG |  |  |  | 7080053923003 | 0303300000000 | 1.0000 | nos.
[7080053924001] 800mm(W)X800mm(H)X361mm(D)X1.2mm,Material: EG,Self Standing Hose Reel Cabinet,Non Lockable,Non Weather Proof,c/w Thumb Latch Knob,Viewing Glass, 4 Nos Legs (150mm),Back Of Cabinet Fully Covered Up,Standard Wording In White |  |  |  | 7080053924001 | 0303300000000 | 1.0000 | nos.
[7080053924001] 800mm(W)X800mm(H)X361mm(D)X1.2mm,Material: EG,Self Standing Hose Reel Cabinet,Non Lockable,Non Weather Proof,c/w Thumb Latch Knob,Viewing Glass, 4 Nos Legs (150mm),Back Of Cabinet Fully Covered Up,Standard Wording In White |  |  |  | 7080053924001 | 0303090000000 | 2.0000 | nos.
[7080053924001] 800mm(W)X800mm(H)X361mm(D)X1.2mm,Material: EG,Self Standing Hose Reel Cabinet,Non Lockable,Non Weather Proof,c/w Thumb Latch Knob,Viewing Glass, 4 Nos Legs (150mm),Back Of Cabinet Fully Covered Up,Standard Wording In White |  |  |  | 7080053924001 | 0307980325001 | 1.0000 | nos.
[7080053924001] 800mm(W)X800mm(H)X361mm(D)X1.2mm,Material: EG,Self Standing Hose Reel Cabinet,Non Lockable,Non Weather Proof,c/w Thumb Latch Knob,Viewing Glass, 4 Nos Legs (150mm),Back Of Cabinet Fully Covered Up,Standard Wording In White |  |  |  | 7080053924001 | 0304820000000 | 2.0000 | nos.
[7080053924001] 800mm(W)X800mm(H)X361mm(D)X1.2mm,Material: EG,Self Standing Hose Reel Cabinet,Non Lockable,Non Weather Proof,c/w Thumb Latch Knob,Viewing Glass, 4 Nos Legs (150mm),Back Of Cabinet Fully Covered Up,Standard Wording In White |  |  |  | 7080053924001 | 0304970000000 | 1.0000 | nos.
[7080053924001] 800mm(W)X800mm(H)X361mm(D)X1.2mm,Material: EG,Self Standing Hose Reel Cabinet,Non Lockable,Non Weather Proof,c/w Thumb Latch Knob,Viewing Glass, 4 Nos Legs (150mm),Back Of Cabinet Fully Covered Up,Standard Wording In White |  |  |  | 7080053924001 | 0323772000000 | 4.0000 | nos.
[7080053924001] 800mm(W)X800mm(H)X361mm(D)X1.2mm,Material: EG,Self Standing Hose Reel Cabinet,Non Lockable,Non Weather Proof,c/w Thumb Latch Knob,Viewing Glass, 4 Nos Legs (150mm),Back Of Cabinet Fully Covered Up,Standard Wording In White |  |  |  | 7080053924001 | 0312350000000 | 4.0000 | nos.
[7080053924002] 800Mm(H)X800Mm(L)X361Mm(D)X1.2Mm,,Cabinet For Hose Reel Wall Mounted, Non Weather Proof, Back Cover,,Red Colour, Lock & Key, Viewing Glass, Back Of Cabinet Is Fully Covered Up,,Material: EG c/w 1"X30m Manual Hose Reel (Model: HR-1SW) |  |  |  | 7080053924002 | 0304820100000 | 1.0000 | nos.
[7080053924002] 800Mm(H)X800Mm(L)X361Mm(D)X1.2Mm,,Cabinet For Hose Reel Wall Mounted, Non Weather Proof, Back Cover,,Red Colour, Lock & Key, Viewing Glass, Back Of Cabinet Is Fully Covered Up,,Material: EG c/w 1"X30m Manual Hose Reel (Model: HR-1SW) |  |  |  | 7080053924002 | 0307400000000 | 1.0000 | nos.
[7080053924002] 800Mm(H)X800Mm(L)X361Mm(D)X1.2Mm,,Cabinet For Hose Reel Wall Mounted, Non Weather Proof, Back Cover,,Red Colour, Lock & Key, Viewing Glass, Back Of Cabinet Is Fully Covered Up,,Material: EG c/w 1"X30m Manual Hose Reel (Model: HR-1SW) |  |  |  | 7080053924002 | 8080010000008 | 1.0000 | nos.
[7080053924002] 800Mm(H)X800Mm(L)X361Mm(D)X1.2Mm,,Cabinet For Hose Reel Wall Mounted, Non Weather Proof, Back Cover,,Red Colour, Lock & Key, Viewing Glass, Back Of Cabinet Is Fully Covered Up,,Material: EG c/w 1"X30m Manual Hose Reel (Model: HR-1SW) |  |  |  | 7080053924002 | 0323772000000 | 4.0000 | nos.
[7080053924002] 800Mm(H)X800Mm(L)X361Mm(D)X1.2Mm,,Cabinet For Hose Reel Wall Mounted, Non Weather Proof, Back Cover,,Red Colour, Lock & Key, Viewing Glass, Back Of Cabinet Is Fully Covered Up,,Material: EG c/w 1"X30m Manual Hose Reel (Model: HR-1SW) |  |  |  | 7080053924002 | 0304970000000 | 1.0000 | nos.
[7080053924002] 800Mm(H)X800Mm(L)X361Mm(D)X1.2Mm,,Cabinet For Hose Reel Wall Mounted, Non Weather Proof, Back Cover,,Red Colour, Lock & Key, Viewing Glass, Back Of Cabinet Is Fully Covered Up,,Material: EG c/w 1"X30m Manual Hose Reel (Model: HR-1SW) |  |  |  | 7080053924002 | 0304980000000 | 1.0000 | nos.
[7080053924002] 800Mm(H)X800Mm(L)X361Mm(D)X1.2Mm,,Cabinet For Hose Reel Wall Mounted, Non Weather Proof, Back Cover,,Red Colour, Lock & Key, Viewing Glass, Back Of Cabinet Is Fully Covered Up,,Material: EG c/w 1"X30m Manual Hose Reel (Model: HR-1SW) |  |  |  | 7080053924002 | 0312350000000 | 4.0000 | nos.
[7080053924002] 800Mm(H)X800Mm(L)X361Mm(D)X1.2Mm,,Cabinet For Hose Reel Wall Mounted, Non Weather Proof, Back Cover,,Red Colour, Lock & Key, Viewing Glass, Back Of Cabinet Is Fully Covered Up,,Material: EG c/w 1"X30m Manual Hose Reel (Model: HR-1SW) |  |  |  | 7080053924002 | 0304820000000 | 3.0000 | nos.
[7080053924002] 800Mm(H)X800Mm(L)X361Mm(D)X1.2Mm,,Cabinet For Hose Reel Wall Mounted, Non Weather Proof, Back Cover,,Red Colour, Lock & Key, Viewing Glass, Back Of Cabinet Is Fully Covered Up,,Material: EG c/w 1"X30m Manual Hose Reel (Model: HR-1SW) |  |  |  | 7080053924002 | 0307980324001 | 1.0000 | nos.
[7080053924002] 800Mm(H)X800Mm(L)X361Mm(D)X1.2Mm,,Cabinet For Hose Reel Wall Mounted, Non Weather Proof, Back Cover,,Red Colour, Lock & Key, Viewing Glass, Back Of Cabinet Is Fully Covered Up,,Material: EG c/w 1"X30m Manual Hose Reel (Model: HR-1SW) |  |  |  | 7080053924002 | 0303090000000 | 4.0000 | nos.
[7080053924003] 800Mm(H)X800Mm(L)X361Mm(D)X1.2Mm,,Cabinet For Hose Reel Wall Mounted, Non Weather Proof, Lockable, Back Cover,,Red Colour, Lock & Key, Viewing Glass, Back Of Cabinet Is Fully Covered Up,,Material: EG, Water Inlet Hole 140mm Diameter & Mounting Bracket at Left Side |  |  |  | 7080053924003 | 0304820100000 | 1.0000 | nos.
[7080053924003] 800Mm(H)X800Mm(L)X361Mm(D)X1.2Mm,,Cabinet For Hose Reel Wall Mounted, Non Weather Proof, Lockable, Back Cover,,Red Colour, Lock & Key, Viewing Glass, Back Of Cabinet Is Fully Covered Up,,Material: EG, Water Inlet Hole 140mm Diameter & Mounting Bracket at Left Side |  |  |  | 7080053924003 | 0303090000000 | 2.0000 | nos.
[7080053924003] 800Mm(H)X800Mm(L)X361Mm(D)X1.2Mm,,Cabinet For Hose Reel Wall Mounted, Non Weather Proof, Lockable, Back Cover,,Red Colour, Lock & Key, Viewing Glass, Back Of Cabinet Is Fully Covered Up,,Material: EG, Water Inlet Hole 140mm Diameter & Mounting Bracket at Left Side |  |  |  | 7080053924003 | 0304970000000 | 1.0000 | nos.
[7080053924003] 800Mm(H)X800Mm(L)X361Mm(D)X1.2Mm,,Cabinet For Hose Reel Wall Mounted, Non Weather Proof, Lockable, Back Cover,,Red Colour, Lock & Key, Viewing Glass, Back Of Cabinet Is Fully Covered Up,,Material: EG, Water Inlet Hole 140mm Diameter & Mounting Bracket at Left Side |  |  |  | 7080053924003 | 0304820000000 | 3.0000 | nos.
[7080053924003] 800Mm(H)X800Mm(L)X361Mm(D)X1.2Mm,,Cabinet For Hose Reel Wall Mounted, Non Weather Proof, Lockable, Back Cover,,Red Colour, Lock & Key, Viewing Glass, Back Of Cabinet Is Fully Covered Up,,Material: EG, Water Inlet Hole 140mm Diameter & Mounting Bracket at Left Side |  |  |  | 7080053924003 | 0312350000000 | 4.0000 | nos.
[7080053924003] 800Mm(H)X800Mm(L)X361Mm(D)X1.2Mm,,Cabinet For Hose Reel Wall Mounted, Non Weather Proof, Lockable, Back Cover,,Red Colour, Lock & Key, Viewing Glass, Back Of Cabinet Is Fully Covered Up,,Material: EG, Water Inlet Hole 140mm Diameter & Mounting Bracket at Left Side |  |  |  | 7080053924003 | 0323772000000 | 4.0000 | nos.
[7080053924003] 800Mm(H)X800Mm(L)X361Mm(D)X1.2Mm,,Cabinet For Hose Reel Wall Mounted, Non Weather Proof, Lockable, Back Cover,,Red Colour, Lock & Key, Viewing Glass, Back Of Cabinet Is Fully Covered Up,,Material: EG, Water Inlet Hole 140mm Diameter & Mounting Bracket at Left Side |  |  |  | 7080053924003 | 0304980000000 | 1.0000 | nos.
[7080053924003] 800Mm(H)X800Mm(L)X361Mm(D)X1.2Mm,,Cabinet For Hose Reel Wall Mounted, Non Weather Proof, Lockable, Back Cover,,Red Colour, Lock & Key, Viewing Glass, Back Of Cabinet Is Fully Covered Up,,Material: EG, Water Inlet Hole 140mm Diameter & Mounting Bracket at Left Side |  |  |  | 7080053924003 | 0307980324002 | 1.0000 | nos.
[7080053924003] 800Mm(H)X800Mm(L)X361Mm(D)X1.2Mm,,Cabinet For Hose Reel Wall Mounted, Non Weather Proof, Lockable, Back Cover,,Red Colour, Lock & Key, Viewing Glass, Back Of Cabinet Is Fully Covered Up,,Material: EG, Water Inlet Hole 140mm Diameter & Mounting Bracket at Left Side |  |  |  | 7080053924003 | 0307400000000 | 1.0000 | nos.
[7080053924004] 700mm(W) x 800mm(H) x 360mm(D) x 30mm(Frame) x 1.2mm, Material: Eg Plate, Hose Reel Cabinet, Recess Type, Non Lockable, Non Weather Proof, Red Colour, C/w Plastic Thumb Latch Knob, Viewing Glass, Back Of The Cabinet Is Fully Cover Up, Standard Wording In White Colour |  |  |  | 7080053924004 | 0303300000000 | 1.0000 | nos.
[7080053924004] 700mm(W) x 800mm(H) x 360mm(D) x 30mm(Frame) x 1.2mm, Material: Eg Plate, Hose Reel Cabinet, Recess Type, Non Lockable, Non Weather Proof, Red Colour, C/w Plastic Thumb Latch Knob, Viewing Glass, Back Of The Cabinet Is Fully Cover Up, Standard Wording In White Colour |  |  |  | 7080053924004 | 0323772000000 | 4.0000 | nos.
[7080053924004] 700mm(W) x 800mm(H) x 360mm(D) x 30mm(Frame) x 1.2mm, Material: Eg Plate, Hose Reel Cabinet, Recess Type, Non Lockable, Non Weather Proof, Red Colour, C/w Plastic Thumb Latch Knob, Viewing Glass, Back Of The Cabinet Is Fully Cover Up, Standard Wording In White Colour |  |  |  | 7080053924004 | 0303090000000 | 2.0000 | nos.
[7080053924004] 700mm(W) x 800mm(H) x 360mm(D) x 30mm(Frame) x 1.2mm, Material: Eg Plate, Hose Reel Cabinet, Recess Type, Non Lockable, Non Weather Proof, Red Colour, C/w Plastic Thumb Latch Knob, Viewing Glass, Back Of The Cabinet Is Fully Cover Up, Standard Wording In White Colour |  |  |  | 7080053924004 | 0312350000000 | 4.0000 | nos.
[7080053924004] 700mm(W) x 800mm(H) x 360mm(D) x 30mm(Frame) x 1.2mm, Material: Eg Plate, Hose Reel Cabinet, Recess Type, Non Lockable, Non Weather Proof, Red Colour, C/w Plastic Thumb Latch Knob, Viewing Glass, Back Of The Cabinet Is Fully Cover Up, Standard Wording In White Colour |  |  |  | 7080053924004 | 0304820000000 | 4.0000 | nos.
[7080053924004] 700mm(W) x 800mm(H) x 360mm(D) x 30mm(Frame) x 1.2mm, Material: Eg Plate, Hose Reel Cabinet, Recess Type, Non Lockable, Non Weather Proof, Red Colour, C/w Plastic Thumb Latch Knob, Viewing Glass, Back Of The Cabinet Is Fully Cover Up, Standard Wording In White Colour |  |  |  | 7080053924004 | 0304970000000 | 1.0000 | nos.
[7080053924004] 700mm(W) x 800mm(H) x 360mm(D) x 30mm(Frame) x 1.2mm, Material: Eg Plate, Hose Reel Cabinet, Recess Type, Non Lockable, Non Weather Proof, Red Colour, C/w Plastic Thumb Latch Knob, Viewing Glass, Back Of The Cabinet Is Fully Cover Up, Standard Wording In White Colour |  |  |  | 7080053924004 | 0307980325003 | 1.0000 | nos.
[7080053925003] 800mm(W) X 1000mm(H) X 400mm(D) X 30mm Frame x 1.5mm - Recess Type Cabinet For 3/4" Hose Reel, c/w Viewing Glass & Thumb Latch Knob, Material: EG, Finishing RAL 3000 Red, Back Of Cabinet Fully Covered Up,Standard Wording In White |  |  |  | 7080053925003 | 0303090000000 | 4.0000 | nos.
[7080053925003] 800mm(W) X 1000mm(H) X 400mm(D) X 30mm Frame x 1.5mm - Recess Type Cabinet For 3/4" Hose Reel, c/w Viewing Glass & Thumb Latch Knob, Material: EG, Finishing RAL 3000 Red, Back Of Cabinet Fully Covered Up,Standard Wording In White |  |  |  | 7080053925003 | 0303300000000 | 1.0000 | nos.
[7080053925003] 800mm(W) X 1000mm(H) X 400mm(D) X 30mm Frame x 1.5mm - Recess Type Cabinet For 3/4" Hose Reel, c/w Viewing Glass & Thumb Latch Knob, Material: EG, Finishing RAL 3000 Red, Back Of Cabinet Fully Covered Up,Standard Wording In White |  |  |  | 7080053925003 | 0307980325004 | 1.0000 | nos.
[7080053925003] 800mm(W) X 1000mm(H) X 400mm(D) X 30mm Frame x 1.5mm - Recess Type Cabinet For 3/4" Hose Reel, c/w Viewing Glass & Thumb Latch Knob, Material: EG, Finishing RAL 3000 Red, Back Of Cabinet Fully Covered Up,Standard Wording In White |  |  |  | 7080053925003 | 0304820000000 | 4.0000 | nos.
[7080053925003] 800mm(W) X 1000mm(H) X 400mm(D) X 30mm Frame x 1.5mm - Recess Type Cabinet For 3/4" Hose Reel, c/w Viewing Glass & Thumb Latch Knob, Material: EG, Finishing RAL 3000 Red, Back Of Cabinet Fully Covered Up,Standard Wording In White |  |  |  | 7080053925003 | 0312350000000 | 4.0000 | nos.
[7080053925003] 800mm(W) X 1000mm(H) X 400mm(D) X 30mm Frame x 1.5mm - Recess Type Cabinet For 3/4" Hose Reel, c/w Viewing Glass & Thumb Latch Knob, Material: EG, Finishing RAL 3000 Red, Back Of Cabinet Fully Covered Up,Standard Wording In White |  |  |  | 7080053925003 | 0304970000000 | 1.0000 | nos.
[7080053925003] 800mm(W) X 1000mm(H) X 400mm(D) X 30mm Frame x 1.5mm - Recess Type Cabinet For 3/4" Hose Reel, c/w Viewing Glass & Thumb Latch Knob, Material: EG, Finishing RAL 3000 Red, Back Of Cabinet Fully Covered Up,Standard Wording In White |  |  |  | 7080053925003 | 0323772000000 | 4.0000 | nos.
[7080053925004] 800Mm(H)X800Mm(L)X361Mm(D)X1.2Mm, Self Standing Cabinet For Hose Reel, Non Weather Proof, Red Colour, Lock & Key, Viewing Glass, Back Of Cabinet Is Fully Covered Up, Standard Wording In White, Self Standing 4 Legs 350mm with Dia 14mm Mounting Holes, Material: EG, |  |  |  | 7080053925004 | 0303090000000 | 4.0000 | nos.
[7080053925004] 800Mm(H)X800Mm(L)X361Mm(D)X1.2Mm, Self Standing Cabinet For Hose Reel, Non Weather Proof, Red Colour, Lock & Key, Viewing Glass, Back Of Cabinet Is Fully Covered Up, Standard Wording In White, Self Standing 4 Legs 350mm with Dia 14mm Mounting Holes, Material: EG, |  |  |  | 7080053925004 | 0323772000000 | 4.0000 | nos.
[7080053925004] 800Mm(H)X800Mm(L)X361Mm(D)X1.2Mm, Self Standing Cabinet For Hose Reel, Non Weather Proof, Red Colour, Lock & Key, Viewing Glass, Back Of Cabinet Is Fully Covered Up, Standard Wording In White, Self Standing 4 Legs 350mm with Dia 14mm Mounting Holes, Material: EG, |  |  |  | 7080053925004 | 0304980000000 | 1.0000 | nos.
[7080053925004] 800Mm(H)X800Mm(L)X361Mm(D)X1.2Mm, Self Standing Cabinet For Hose Reel, Non Weather Proof, Red Colour, Lock & Key, Viewing Glass, Back Of Cabinet Is Fully Covered Up, Standard Wording In White, Self Standing 4 Legs 350mm with Dia 14mm Mounting Holes, Material: EG, |  |  |  | 7080053925004 | 0304820000000 | 3.0000 | nos.
[7080053925004] 800Mm(H)X800Mm(L)X361Mm(D)X1.2Mm, Self Standing Cabinet For Hose Reel, Non Weather Proof, Red Colour, Lock & Key, Viewing Glass, Back Of Cabinet Is Fully Covered Up, Standard Wording In White, Self Standing 4 Legs 350mm with Dia 14mm Mounting Holes, Material: EG, |  |  |  | 7080053925004 | 0307980325006 | 1.0000 | nos.
[7080053925004] 800Mm(H)X800Mm(L)X361Mm(D)X1.2Mm, Self Standing Cabinet For Hose Reel, Non Weather Proof, Red Colour, Lock & Key, Viewing Glass, Back Of Cabinet Is Fully Covered Up, Standard Wording In White, Self Standing 4 Legs 350mm with Dia 14mm Mounting Holes, Material: EG, |  |  |  | 7080053925004 | 0312350000000 | 4.0000 | nos.
[7080053925004] 800Mm(H)X800Mm(L)X361Mm(D)X1.2Mm, Self Standing Cabinet For Hose Reel, Non Weather Proof, Red Colour, Lock & Key, Viewing Glass, Back Of Cabinet Is Fully Covered Up, Standard Wording In White, Self Standing 4 Legs 350mm with Dia 14mm Mounting Holes, Material: EG, |  |  |  | 7080053925004 | 0304970000000 | 1.0000 | nos.
[7080053925004] 800Mm(H)X800Mm(L)X361Mm(D)X1.2Mm, Self Standing Cabinet For Hose Reel, Non Weather Proof, Red Colour, Lock & Key, Viewing Glass, Back Of Cabinet Is Fully Covered Up, Standard Wording In White, Self Standing 4 Legs 350mm with Dia 14mm Mounting Holes, Material: EG, |  |  |  | 7080053925004 | 0304820100000 | 1.0000 | nos.
[7080053925004] 800Mm(H)X800Mm(L)X361Mm(D)X1.2Mm, Self Standing Cabinet For Hose Reel, Non Weather Proof, Red Colour, Lock & Key, Viewing Glass, Back Of Cabinet Is Fully Covered Up, Standard Wording In White, Self Standing 4 Legs 350mm with Dia 14mm Mounting Holes, Material: EG, |  |  |  | 7080053925004 | 0307400000000 | 1.0000 | nos.
[7080053925006] 800Mm(H)X800Mm(L)X361Mm(D)X1.2Mm,,Cabinet For Hose Reel Wall Mounted, Non Weather Proof, Non-Lockable,Bottom Without Hole,Red Colour,Thumb Latch Knob, Viewing Glass, Back Of Cabinet Is Fully Covered Up,,Material: Eg |  |  |  | 7080053925006 | 0312350000000 | 4.0000 | nos.
[7080053925006] 800Mm(H)X800Mm(L)X361Mm(D)X1.2Mm,,Cabinet For Hose Reel Wall Mounted, Non Weather Proof, Non-Lockable,Bottom Without Hole,Red Colour,Thumb Latch Knob, Viewing Glass, Back Of Cabinet Is Fully Covered Up,,Material: Eg |  |  |  | 7080053925006 | 0303090000000 | 2.0000 | nos.
[7080053925006] 800Mm(H)X800Mm(L)X361Mm(D)X1.2Mm,,Cabinet For Hose Reel Wall Mounted, Non Weather Proof, Non-Lockable,Bottom Without Hole,Red Colour,Thumb Latch Knob, Viewing Glass, Back Of Cabinet Is Fully Covered Up,,Material: Eg |  |  |  | 7080053925006 | 0304970000000 | 1.0000 | nos.
[7080053925006] 800Mm(H)X800Mm(L)X361Mm(D)X1.2Mm,,Cabinet For Hose Reel Wall Mounted, Non Weather Proof, Non-Lockable,Bottom Without Hole,Red Colour,Thumb Latch Knob, Viewing Glass, Back Of Cabinet Is Fully Covered Up,,Material: Eg |  |  |  | 7080053925006 | 0323772000000 | 4.0000 | nos.
[7080053925006] 800Mm(H)X800Mm(L)X361Mm(D)X1.2Mm,,Cabinet For Hose Reel Wall Mounted, Non Weather Proof, Non-Lockable,Bottom Without Hole,Red Colour,Thumb Latch Knob, Viewing Glass, Back Of Cabinet Is Fully Covered Up,,Material: Eg |  |  |  | 7080053925006 | 0303300000000 | 1.0000 | nos.
[7080053925006] 800Mm(H)X800Mm(L)X361Mm(D)X1.2Mm,,Cabinet For Hose Reel Wall Mounted, Non Weather Proof, Non-Lockable,Bottom Without Hole,Red Colour,Thumb Latch Knob, Viewing Glass, Back Of Cabinet Is Fully Covered Up,,Material: Eg |  |  |  | 7080053925006 | 0304820000000 | 2.0000 | nos.
[7080053925006] 800Mm(H)X800Mm(L)X361Mm(D)X1.2Mm,,Cabinet For Hose Reel Wall Mounted, Non Weather Proof, Non-Lockable,Bottom Without Hole,Red Colour,Thumb Latch Knob, Viewing Glass, Back Of Cabinet Is Fully Covered Up,,Material: Eg |  |  |  | 7080053925006 | 0307980325007 | 1.0000 | nos.
[7080053925007] 750Mm(L)X320Mm(D)X1.2Mm, Base Cover Plate Only for Hose Reel Cabinet Floor Mounted (7080050123004), Red Colour, Material: Eg, |  |  |  | 7080053925007 | 0303010000000 | 0.0500 | kg
[7080053925007] 750Mm(L)X320Mm(D)X1.2Mm, Base Cover Plate Only for Hose Reel Cabinet Floor Mounted (7080050123004), Red Colour, Material: Eg, |  |  |  | 7080053925007 | 0305420000000 | 0.1000 | pcs
[7080053925008] 800Mm(H)X800Mm(L)X361Mm(D)X1.2Mm, Self Standing Cabinet For Hose Reel, Non Weather Proof, Red Colour, Non Lockable with Thumb Latch Knob, Viewing Glass, Back Of Cabinet Is Fully Covered Up, Standard Wording In White, Self Standing 4 Legs 350mm with Dia 14mm Mounting Holes, Material: EG, c/w 1"X30m Manual Hose Reel (Model: HR-1SW) |  |  |  | 7080053925008 | 7080053925005 | 1.0000 | nos.
[7080053925008] 800Mm(H)X800Mm(L)X361Mm(D)X1.2Mm, Self Standing Cabinet For Hose Reel, Non Weather Proof, Red Colour, Non Lockable with Thumb Latch Knob, Viewing Glass, Back Of Cabinet Is Fully Covered Up, Standard Wording In White, Self Standing 4 Legs 350mm with Dia 14mm Mounting Holes, Material: EG, c/w 1"X30m Manual Hose Reel (Model: HR-1SW) |  |  |  | 7080053925008 | 8080009918001 | 1.0000 | nos.
[7080053925009] 800mm(W)X800mm(H)X361mm(D)X1.2mm,Material: EG,Self Standing Hose Reel Cabinet,Special bottom hole & mounting bracket (at back side)Non Lockable,Non Weatherproof,Thumb Latch Knob,Viewing Glass,4 Nos Legs (300mm), Back Of Cabinet Fully Covered Up,Standard Wording In White |  |  |  | 7080053925009 | 0303090000000 | 2.0000 | nos.
[7080053925009] 800mm(W)X800mm(H)X361mm(D)X1.2mm,Material: EG,Self Standing Hose Reel Cabinet,Special bottom hole & mounting bracket (at back side)Non Lockable,Non Weatherproof,Thumb Latch Knob,Viewing Glass,4 Nos Legs (300mm), Back Of Cabinet Fully Covered Up,Standard Wording In White |  |  |  | 7080053925009 | 0312350000000 | 4.0000 | nos.
[7080053925009] 800mm(W)X800mm(H)X361mm(D)X1.2mm,Material: EG,Self Standing Hose Reel Cabinet,Special bottom hole & mounting bracket (at back side)Non Lockable,Non Weatherproof,Thumb Latch Knob,Viewing Glass,4 Nos Legs (300mm), Back Of Cabinet Fully Covered Up,Standard Wording In White |  |  |  | 7080053925009 | 0303300000000 | 1.0000 | nos.
[7080053925009] 800mm(W)X800mm(H)X361mm(D)X1.2mm,Material: EG,Self Standing Hose Reel Cabinet,Special bottom hole & mounting bracket (at back side)Non Lockable,Non Weatherproof,Thumb Latch Knob,Viewing Glass,4 Nos Legs (300mm), Back Of Cabinet Fully Covered Up,Standard Wording In White |  |  |  | 7080053925009 | 0304970000000 | 1.0000 | nos.
[7080053925009] 800mm(W)X800mm(H)X361mm(D)X1.2mm,Material: EG,Self Standing Hose Reel Cabinet,Special bottom hole & mounting bracket (at back side)Non Lockable,Non Weatherproof,Thumb Latch Knob,Viewing Glass,4 Nos Legs (300mm), Back Of Cabinet Fully Covered Up,Standard Wording In White |  |  |  | 7080053925009 | 0323772000000 | 4.0000 | nos.
[7080053925009] 800mm(W)X800mm(H)X361mm(D)X1.2mm,Material: EG,Self Standing Hose Reel Cabinet,Special bottom hole & mounting bracket (at back side)Non Lockable,Non Weatherproof,Thumb Latch Knob,Viewing Glass,4 Nos Legs (300mm), Back Of Cabinet Fully Covered Up,Standard Wording In White |  |  |  | 7080053925009 | 0307980325008 | 1.0000 | nos.
[7080053925009] 800mm(W)X800mm(H)X361mm(D)X1.2mm,Material: EG,Self Standing Hose Reel Cabinet,Special bottom hole & mounting bracket (at back side)Non Lockable,Non Weatherproof,Thumb Latch Knob,Viewing Glass,4 Nos Legs (300mm), Back Of Cabinet Fully Covered Up,Standard Wording In White |  |  |  | 7080053925009 | 0304820000000 | 2.0000 | nos.
[7080054000000] 800mm(H) x 800mm(L) x 361mm(D) x 1.0mm Cabinet For Hose Reel Wall Mounted, Non Weather Proof, Non Lockable, Back Cover, Hairline Finish, Thumb Latch Knob, Viewing Glass, Back Of Cabinet Is Fully Covered Up, Material: SS304 |  |  |  | 7080054000000 | 0307981018003 | 1.0000 | nos. |  | 1.4 Cabinet Complete Assembly - Stainless Steel Material
[7080054000000] 800mm(H) x 800mm(L) x 361mm(D) x 1.0mm Cabinet For Hose Reel Wall Mounted, Non Weather Proof, Non Lockable, Back Cover, Hairline Finish, Thumb Latch Knob, Viewing Glass, Back Of Cabinet Is Fully Covered Up, Material: SS304 |  |  |  | 7080054000000 | 0304810000000 | 2.0000 | nos. |  | 1.4 Cabinet Complete Assembly - Stainless Steel Material
[7080054000000] 800mm(H) x 800mm(L) x 361mm(D) x 1.0mm Cabinet For Hose Reel Wall Mounted, Non Weather Proof, Non Lockable, Back Cover, Hairline Finish, Thumb Latch Knob, Viewing Glass, Back Of Cabinet Is Fully Covered Up, Material: SS304 |  |  |  | 7080054000000 | 0303300000000 | 1.0000 | nos. |  | 1.4 Cabinet Complete Assembly - Stainless Steel Material
[7080054000000] 800mm(H) x 800mm(L) x 361mm(D) x 1.0mm Cabinet For Hose Reel Wall Mounted, Non Weather Proof, Non Lockable, Back Cover, Hairline Finish, Thumb Latch Knob, Viewing Glass, Back Of Cabinet Is Fully Covered Up, Material: SS304 |  |  |  | 7080054000000 | 0312350100000 | 4.0000 | nos. |  | 1.4 Cabinet Complete Assembly - Stainless Steel Material
[7080054000000] 800mm(H) x 800mm(L) x 361mm(D) x 1.0mm Cabinet For Hose Reel Wall Mounted, Non Weather Proof, Non Lockable, Back Cover, Hairline Finish, Thumb Latch Knob, Viewing Glass, Back Of Cabinet Is Fully Covered Up, Material: SS304 |  |  |  | 7080054000000 | 0304970000000 | 1.0000 | nos. |  | 1.4 Cabinet Complete Assembly - Stainless Steel Material
[7080054000000] 800mm(H) x 800mm(L) x 361mm(D) x 1.0mm Cabinet For Hose Reel Wall Mounted, Non Weather Proof, Non Lockable, Back Cover, Hairline Finish, Thumb Latch Knob, Viewing Glass, Back Of Cabinet Is Fully Covered Up, Material: SS304 |  |  |  | 7080054000000 | 0322330000000 | 4.0000 | nos. |  | 1.4 Cabinet Complete Assembly - Stainless Steel Material
[7080054000000] 800mm(H) x 800mm(L) x 361mm(D) x 1.0mm Cabinet For Hose Reel Wall Mounted, Non Weather Proof, Non Lockable, Back Cover, Hairline Finish, Thumb Latch Knob, Viewing Glass, Back Of Cabinet Is Fully Covered Up, Material: SS304 |  |  |  | 7080054000000 | 0303090100000 | 2.0000 | nos. |  | 1.4 Cabinet Complete Assembly - Stainless Steel Material
[7080054000001] 800mm(H) x 800mm(L) x 361mm(D) x 1.0mm Cabinet For Hose Reel Wall Mounted, Non Weather Proof, Lockable, Back Cover, Hairline Finish, Lock and Key, Viewing Glass, Back Of Cabinet Is Fully Covered Up, Material: SS304 |  |  |  | 7080054000001 | 0304970000000 | 1.0000 | nos. |  | 1.4 Cabinet Complete Assembly - Stainless Steel Material
[7080054000001] 800mm(H) x 800mm(L) x 361mm(D) x 1.0mm Cabinet For Hose Reel Wall Mounted, Non Weather Proof, Lockable, Back Cover, Hairline Finish, Lock and Key, Viewing Glass, Back Of Cabinet Is Fully Covered Up, Material: SS304 |  |  |  | 7080054000001 | 0304980000000 | 1.0000 | nos. |  | 1.4 Cabinet Complete Assembly - Stainless Steel Material
[7080054000001] 800mm(H) x 800mm(L) x 361mm(D) x 1.0mm Cabinet For Hose Reel Wall Mounted, Non Weather Proof, Lockable, Back Cover, Hairline Finish, Lock and Key, Viewing Glass, Back Of Cabinet Is Fully Covered Up, Material: SS304 |  |  |  | 7080054000001 | 0303090100000 | 4.0000 | nos. |  | 1.4 Cabinet Complete Assembly - Stainless Steel Material
[7080054000001] 800mm(H) x 800mm(L) x 361mm(D) x 1.0mm Cabinet For Hose Reel Wall Mounted, Non Weather Proof, Lockable, Back Cover, Hairline Finish, Lock and Key, Viewing Glass, Back Of Cabinet Is Fully Covered Up, Material: SS304 |  |  |  | 7080054000001 | 0304810000000 | 3.0000 | nos. |  | 1.4 Cabinet Complete Assembly - Stainless Steel Material
[7080054000001] 800mm(H) x 800mm(L) x 361mm(D) x 1.0mm Cabinet For Hose Reel Wall Mounted, Non Weather Proof, Lockable, Back Cover, Hairline Finish, Lock and Key, Viewing Glass, Back Of Cabinet Is Fully Covered Up, Material: SS304 |  |  |  | 7080054000001 | 0304810100000 | 1.0000 | nos. |  | 1.4 Cabinet Complete Assembly - Stainless Steel Material
[7080054000001] 800mm(H) x 800mm(L) x 361mm(D) x 1.0mm Cabinet For Hose Reel Wall Mounted, Non Weather Proof, Lockable, Back Cover, Hairline Finish, Lock and Key, Viewing Glass, Back Of Cabinet Is Fully Covered Up, Material: SS304 |  |  |  | 7080054000001 | 0312350100000 | 4.0000 | nos. |  | 1.4 Cabinet Complete Assembly - Stainless Steel Material
[7080054000001] 800mm(H) x 800mm(L) x 361mm(D) x 1.0mm Cabinet For Hose Reel Wall Mounted, Non Weather Proof, Lockable, Back Cover, Hairline Finish, Lock and Key, Viewing Glass, Back Of Cabinet Is Fully Covered Up, Material: SS304 |  |  |  | 7080054000001 | 0307400000000 | 1.0000 | nos. |  | 1.4 Cabinet Complete Assembly - Stainless Steel Material
[7080054000001] 800mm(H) x 800mm(L) x 361mm(D) x 1.0mm Cabinet For Hose Reel Wall Mounted, Non Weather Proof, Lockable, Back Cover, Hairline Finish, Lock and Key, Viewing Glass, Back Of Cabinet Is Fully Covered Up, Material: SS304 |  |  |  | 7080054000001 | 0307980718001 | 1.0000 | nos. |  | 1.4 Cabinet Complete Assembly - Stainless Steel Material
[7080054000001] 800mm(H) x 800mm(L) x 361mm(D) x 1.0mm Cabinet For Hose Reel Wall Mounted, Non Weather Proof, Lockable, Back Cover, Hairline Finish, Lock and Key, Viewing Glass, Back Of Cabinet Is Fully Covered Up, Material: SS304 |  |  |  | 7080054000001 | 0322330000000 | 4.0000 | nos. |  | 1.4 Cabinet Complete Assembly - Stainless Steel Material
[7080054000002] 800Mm(H)X800Mm(L)X361Mm(D)X1.0Mm,Cabinet For Hose Reel Wall Mounted, Non Weather Proof, Lockable, Hairline Finish, Spring Lock, Temper Glass, Back Of Cabinet Is Fully Covered Up, Material: Ss304, |  |  |  | 7080054000002 | 0305040000000 | 1.0000 | nos. |  | 1.4 Cabinet Complete Assembly - Stainless Steel Material
[7080054000002] 800Mm(H)X800Mm(L)X361Mm(D)X1.0Mm,Cabinet For Hose Reel Wall Mounted, Non Weather Proof, Lockable, Hairline Finish, Spring Lock, Temper Glass, Back Of Cabinet Is Fully Covered Up, Material: Ss304, |  |  |  | 7080054000002 | 0322330000000 | 4.0000 | nos. |  | 1.4 Cabinet Complete Assembly - Stainless Steel Material
[7080054000002] 800Mm(H)X800Mm(L)X361Mm(D)X1.0Mm,Cabinet For Hose Reel Wall Mounted, Non Weather Proof, Lockable, Hairline Finish, Spring Lock, Temper Glass, Back Of Cabinet Is Fully Covered Up, Material: Ss304, |  |  |  | 7080054000002 | 0308084023001 | 1.0000 | nos. |  | 1.4 Cabinet Complete Assembly - Stainless Steel Material
[7080054000002] 800Mm(H)X800Mm(L)X361Mm(D)X1.0Mm,Cabinet For Hose Reel Wall Mounted, Non Weather Proof, Lockable, Hairline Finish, Spring Lock, Temper Glass, Back Of Cabinet Is Fully Covered Up, Material: Ss304, |  |  |  | 7080054000002 | 0307390000000 | 1.0000 | nos. |  | 1.4 Cabinet Complete Assembly - Stainless Steel Material
[7080054000002] 800Mm(H)X800Mm(L)X361Mm(D)X1.0Mm,Cabinet For Hose Reel Wall Mounted, Non Weather Proof, Lockable, Hairline Finish, Spring Lock, Temper Glass, Back Of Cabinet Is Fully Covered Up, Material: Ss304, |  |  |  | 7080054000002 | 0304810000000 | 2.0000 | nos. |  | 1.4 Cabinet Complete Assembly - Stainless Steel Material
[7080054000002] 800Mm(H)X800Mm(L)X361Mm(D)X1.0Mm,Cabinet For Hose Reel Wall Mounted, Non Weather Proof, Lockable, Hairline Finish, Spring Lock, Temper Glass, Back Of Cabinet Is Fully Covered Up, Material: Ss304, |  |  |  | 7080054000002 | 0312350100000 | 4.0000 | nos. |  | 1.4 Cabinet Complete Assembly - Stainless Steel Material
[7080054000002] 800Mm(H)X800Mm(L)X361Mm(D)X1.0Mm,Cabinet For Hose Reel Wall Mounted, Non Weather Proof, Lockable, Hairline Finish, Spring Lock, Temper Glass, Back Of Cabinet Is Fully Covered Up, Material: Ss304, |  |  |  | 7080054000002 | 0303090100000 | 2.0000 | nos. |  | 1.4 Cabinet Complete Assembly - Stainless Steel Material
[7080054023001] 800Mm(H)X800Mm(L)X361Mm(D)X1.0Mm,Cabinet For Hose Reel Wall Mounted,Non Weather Proof,Non Lockable,Back Cover,Hairline Finish,Thumb Latch Knob,Viewing Glass,Back Of Cabinet Is Fully Covered Up,4 Holes Right Side, Bottom U Shape Holes,Material: Ss304. (Back of Cabinet No Need Hole) |  |  |  | 7080054023001 | 0303300000000 | 1.0000 | nos. |  | 1.4 Cabinet Complete Assembly - Stainless Steel Material
[7080054023001] 800Mm(H)X800Mm(L)X361Mm(D)X1.0Mm,Cabinet For Hose Reel Wall Mounted,Non Weather Proof,Non Lockable,Back Cover,Hairline Finish,Thumb Latch Knob,Viewing Glass,Back Of Cabinet Is Fully Covered Up,4 Holes Right Side, Bottom U Shape Holes,Material: Ss304. (Back of Cabinet No Need Hole) |  |  |  | 7080054023001 | 0304810000000 | 2.0000 | nos. |  | 1.4 Cabinet Complete Assembly - Stainless Steel Material
[7080054023001] 800Mm(H)X800Mm(L)X361Mm(D)X1.0Mm,Cabinet For Hose Reel Wall Mounted,Non Weather Proof,Non Lockable,Back Cover,Hairline Finish,Thumb Latch Knob,Viewing Glass,Back Of Cabinet Is Fully Covered Up,4 Holes Right Side, Bottom U Shape Holes,Material: Ss304. (Back of Cabinet No Need Hole) |  |  |  | 7080054023001 | 0307981023002 | 1.0000 | nos. |  | 1.4 Cabinet Complete Assembly - Stainless Steel Material
[7080054023001] 800Mm(H)X800Mm(L)X361Mm(D)X1.0Mm,Cabinet For Hose Reel Wall Mounted,Non Weather Proof,Non Lockable,Back Cover,Hairline Finish,Thumb Latch Knob,Viewing Glass,Back Of Cabinet Is Fully Covered Up,4 Holes Right Side, Bottom U Shape Holes,Material: Ss304. (Back of Cabinet No Need Hole) |  |  |  | 7080054023001 | 0312350100000 | 4.0000 | nos. |  | 1.4 Cabinet Complete Assembly - Stainless Steel Material
[7080054023001] 800Mm(H)X800Mm(L)X361Mm(D)X1.0Mm,Cabinet For Hose Reel Wall Mounted,Non Weather Proof,Non Lockable,Back Cover,Hairline Finish,Thumb Latch Knob,Viewing Glass,Back Of Cabinet Is Fully Covered Up,4 Holes Right Side, Bottom U Shape Holes,Material: Ss304. (Back of Cabinet No Need Hole) |  |  |  | 7080054023001 | 0303090100000 | 2.0000 | nos. |  | 1.4 Cabinet Complete Assembly - Stainless Steel Material
[7080054023001] 800Mm(H)X800Mm(L)X361Mm(D)X1.0Mm,Cabinet For Hose Reel Wall Mounted,Non Weather Proof,Non Lockable,Back Cover,Hairline Finish,Thumb Latch Knob,Viewing Glass,Back Of Cabinet Is Fully Covered Up,4 Holes Right Side, Bottom U Shape Holes,Material: Ss304. (Back of Cabinet No Need Hole) |  |  |  | 7080054023001 | 0304970000000 | 1.0000 | nos. |  | 1.4 Cabinet Complete Assembly - Stainless Steel Material
[7080054023001] 800Mm(H)X800Mm(L)X361Mm(D)X1.0Mm,Cabinet For Hose Reel Wall Mounted,Non Weather Proof,Non Lockable,Back Cover,Hairline Finish,Thumb Latch Knob,Viewing Glass,Back Of Cabinet Is Fully Covered Up,4 Holes Right Side, Bottom U Shape Holes,Material: Ss304. (Back of Cabinet No Need Hole) |  |  |  | 7080054023001 | 0322330000000 | 4.0000 | nos. |  | 1.4 Cabinet Complete Assembly - Stainless Steel Material
[7080054025001] 800mm(W)X800mm(H)X361mm(D)X1.0mm, Material: SS304,Self Standing Hose Reel Cabinet, Non-Weather Proof , Non-Lockable, Hairline Finishing, Thumb Latch Knob, Viewing Glass, 4 Nos Legs (500mm)c/w Supporting Bar,Back Of Cabinet Fully Covered Up, Standard Wording In Red Colour, |  |  |  | 7080054025001 | 0322330000000 | 4.0000 | nos.
[7080054025001] 800mm(W)X800mm(H)X361mm(D)X1.0mm, Material: SS304,Self Standing Hose Reel Cabinet, Non-Weather Proof , Non-Lockable, Hairline Finishing, Thumb Latch Knob, Viewing Glass, 4 Nos Legs (500mm)c/w Supporting Bar,Back Of Cabinet Fully Covered Up, Standard Wording In Red Colour, |  |  |  | 7080054025001 | 0304970000000 | 1.0000 | nos.
[7080054025001] 800mm(W)X800mm(H)X361mm(D)X1.0mm, Material: SS304,Self Standing Hose Reel Cabinet, Non-Weather Proof , Non-Lockable, Hairline Finishing, Thumb Latch Knob, Viewing Glass, 4 Nos Legs (500mm)c/w Supporting Bar,Back Of Cabinet Fully Covered Up, Standard Wording In Red Colour, |  |  |  | 7080054025001 | 0304810000000 | 2.0000 | nos.
[7080054025001] 800mm(W)X800mm(H)X361mm(D)X1.0mm, Material: SS304,Self Standing Hose Reel Cabinet, Non-Weather Proof , Non-Lockable, Hairline Finishing, Thumb Latch Knob, Viewing Glass, 4 Nos Legs (500mm)c/w Supporting Bar,Back Of Cabinet Fully Covered Up, Standard Wording In Red Colour, |  |  |  | 7080054025001 | 0303090100000 | 2.0000 | nos.
[7080054025001] 800mm(W)X800mm(H)X361mm(D)X1.0mm, Material: SS304,Self Standing Hose Reel Cabinet, Non-Weather Proof , Non-Lockable, Hairline Finishing, Thumb Latch Knob, Viewing Glass, 4 Nos Legs (500mm)c/w Supporting Bar,Back Of Cabinet Fully Covered Up, Standard Wording In Red Colour, |  |  |  | 7080054025001 | 0303300000000 | 1.0000 | nos.
[7080054025001] 800mm(W)X800mm(H)X361mm(D)X1.0mm, Material: SS304,Self Standing Hose Reel Cabinet, Non-Weather Proof , Non-Lockable, Hairline Finishing, Thumb Latch Knob, Viewing Glass, 4 Nos Legs (500mm)c/w Supporting Bar,Back Of Cabinet Fully Covered Up, Standard Wording In Red Colour, |  |  |  | 7080054025001 | 0307981025001 | 1.0000 | nos.
[7080054025001] 800mm(W)X800mm(H)X361mm(D)X1.0mm, Material: SS304,Self Standing Hose Reel Cabinet, Non-Weather Proof , Non-Lockable, Hairline Finishing, Thumb Latch Knob, Viewing Glass, 4 Nos Legs (500mm)c/w Supporting Bar,Back Of Cabinet Fully Covered Up, Standard Wording In Red Colour, |  |  |  | 7080054025001 | 0312350100000 | 4.0000 | nos.
[7080054025005] 800mm(W)X800mm(H)X361mm(D)X1.0mm,Material: SS304,Self Standing Hose Reel Cabinet,Non Lockable,Non weather Proof,c/w Thumb Latch Knob,Viewing Glass, 4 Nos Legs (300mm),Back Of Cabinet Fully Covered Up without hole,Standard Wording In Red. |  |  |  | 7080054025005 | 0312350100000 | 4.0000 | nos.
[7080054025005] 800mm(W)X800mm(H)X361mm(D)X1.0mm,Material: SS304,Self Standing Hose Reel Cabinet,Non Lockable,Non weather Proof,c/w Thumb Latch Knob,Viewing Glass, 4 Nos Legs (300mm),Back Of Cabinet Fully Covered Up without hole,Standard Wording In Red. |  |  |  | 7080054025005 | 0303300000000 | 1.0000 | nos.
[7080054025005] 800mm(W)X800mm(H)X361mm(D)X1.0mm,Material: SS304,Self Standing Hose Reel Cabinet,Non Lockable,Non weather Proof,c/w Thumb Latch Knob,Viewing Glass, 4 Nos Legs (300mm),Back Of Cabinet Fully Covered Up without hole,Standard Wording In Red. |  |  |  | 7080054025005 | 0304810000000 | 2.0000 | nos.
[7080054025005] 800mm(W)X800mm(H)X361mm(D)X1.0mm,Material: SS304,Self Standing Hose Reel Cabinet,Non Lockable,Non weather Proof,c/w Thumb Latch Knob,Viewing Glass, 4 Nos Legs (300mm),Back Of Cabinet Fully Covered Up without hole,Standard Wording In Red. |  |  |  | 7080054025005 | 0303090100000 | 2.0000 | nos.
[7080054025005] 800mm(W)X800mm(H)X361mm(D)X1.0mm,Material: SS304,Self Standing Hose Reel Cabinet,Non Lockable,Non weather Proof,c/w Thumb Latch Knob,Viewing Glass, 4 Nos Legs (300mm),Back Of Cabinet Fully Covered Up without hole,Standard Wording In Red. |  |  |  | 7080054025005 | 0322330000000 | 4.0000 | nos.
[7080054025005] 800mm(W)X800mm(H)X361mm(D)X1.0mm,Material: SS304,Self Standing Hose Reel Cabinet,Non Lockable,Non weather Proof,c/w Thumb Latch Knob,Viewing Glass, 4 Nos Legs (300mm),Back Of Cabinet Fully Covered Up without hole,Standard Wording In Red. |  |  |  | 7080054025005 | 0307981025002 | 1.0000 | nos.
[7080054025005] 800mm(W)X800mm(H)X361mm(D)X1.0mm,Material: SS304,Self Standing Hose Reel Cabinet,Non Lockable,Non weather Proof,c/w Thumb Latch Knob,Viewing Glass, 4 Nos Legs (300mm),Back Of Cabinet Fully Covered Up without hole,Standard Wording In Red. |  |  |  | 7080054025005 | 0304970000000 | 1.0000 | nos.
[7080054100000] 800MM(H)X800MM(L)X361MM(D)X1.0MM,,CABINET FOR HOSE REEL WALL MOUNTED, NON WEATHER PROOF, NON-LOCKABLE, BACK COVER,,HAIRLINE FINISH,,THUMB LATCH KNOB, VIEWING GLASS, BACK OF CABINET IS FULLY COVERED UP,,MATERIAL: SS316, |  |  |  | 7080054100000 | 0322330000000 | 4.0000 | nos.
[7080054100000] 800MM(H)X800MM(L)X361MM(D)X1.0MM,,CABINET FOR HOSE REEL WALL MOUNTED, NON WEATHER PROOF, NON-LOCKABLE, BACK COVER,,HAIRLINE FINISH,,THUMB LATCH KNOB, VIEWING GLASS, BACK OF CABINET IS FULLY COVERED UP,,MATERIAL: SS316, |  |  |  | 7080054100000 | 0304810000000 | 2.0000 | nos.
[7080054100000] 800MM(H)X800MM(L)X361MM(D)X1.0MM,,CABINET FOR HOSE REEL WALL MOUNTED, NON WEATHER PROOF, NON-LOCKABLE, BACK COVER,,HAIRLINE FINISH,,THUMB LATCH KNOB, VIEWING GLASS, BACK OF CABINET IS FULLY COVERED UP,,MATERIAL: SS316, |  |  |  | 7080054100000 | 0303300000000 | 1.0000 | nos.
[7080054100000] 800MM(H)X800MM(L)X361MM(D)X1.0MM,,CABINET FOR HOSE REEL WALL MOUNTED, NON WEATHER PROOF, NON-LOCKABLE, BACK COVER,,HAIRLINE FINISH,,THUMB LATCH KNOB, VIEWING GLASS, BACK OF CABINET IS FULLY COVERED UP,,MATERIAL: SS316, |  |  |  | 7080054100000 | 0303090200000 | 2.0000 | nos.
[7080054100000] 800MM(H)X800MM(L)X361MM(D)X1.0MM,,CABINET FOR HOSE REEL WALL MOUNTED, NON WEATHER PROOF, NON-LOCKABLE, BACK COVER,,HAIRLINE FINISH,,THUMB LATCH KNOB, VIEWING GLASS, BACK OF CABINET IS FULLY COVERED UP,,MATERIAL: SS316, |  |  |  | 7080054100000 | 0304970000000 | 1.0000 | nos.
[7080054100000] 800MM(H)X800MM(L)X361MM(D)X1.0MM,,CABINET FOR HOSE REEL WALL MOUNTED, NON WEATHER PROOF, NON-LOCKABLE, BACK COVER,,HAIRLINE FINISH,,THUMB LATCH KNOB, VIEWING GLASS, BACK OF CABINET IS FULLY COVERED UP,,MATERIAL: SS316, |  |  |  | 7080054100000 | 0312350100000 | 4.0000 | nos.
[7080054100000] 800MM(H)X800MM(L)X361MM(D)X1.0MM,,CABINET FOR HOSE REEL WALL MOUNTED, NON WEATHER PROOF, NON-LOCKABLE, BACK COVER,,HAIRLINE FINISH,,THUMB LATCH KNOB, VIEWING GLASS, BACK OF CABINET IS FULLY COVERED UP,,MATERIAL: SS316, |  |  |  | 7080054100000 | 0307981018005 | 1.0000 | nos.
[7080054123001] 800mm(L) x 361mm(D) x 800mm(H) x 1.5mm, Cabinet For Hose Reel Wall Mounted, Non-Weather Proof, Non-Lockable,Red Colour Powder Coated, Cylindrical Lock, Viewing Glass, Back Of Cabinet Is Fully Covered Up, Material: SS316, Standard Wording In White Colour, c/w 1"X30m Manual Hose Reel (Model: HR-1SW). |  |  |  | 7080054123001 | 8080010000008 | 1.0000 | nos.
[7080054123001] 800mm(L) x 361mm(D) x 800mm(H) x 1.5mm, Cabinet For Hose Reel Wall Mounted, Non-Weather Proof, Non-Lockable,Red Colour Powder Coated, Cylindrical Lock, Viewing Glass, Back Of Cabinet Is Fully Covered Up, Material: SS316, Standard Wording In White Colour, c/w 1"X30m Manual Hose Reel (Model: HR-1SW). |  |  |  | 7080054123001 | 0304810000000 | 2.0000 | nos.
[7080054123001] 800mm(L) x 361mm(D) x 800mm(H) x 1.5mm, Cabinet For Hose Reel Wall Mounted, Non-Weather Proof, Non-Lockable,Red Colour Powder Coated, Cylindrical Lock, Viewing Glass, Back Of Cabinet Is Fully Covered Up, Material: SS316, Standard Wording In White Colour, c/w 1"X30m Manual Hose Reel (Model: HR-1SW). |  |  |  | 7080054123001 | 0322330000000 | 4.0000 | nos.
[7080054123001] 800mm(L) x 361mm(D) x 800mm(H) x 1.5mm, Cabinet For Hose Reel Wall Mounted, Non-Weather Proof, Non-Lockable,Red Colour Powder Coated, Cylindrical Lock, Viewing Glass, Back Of Cabinet Is Fully Covered Up, Material: SS316, Standard Wording In White Colour, c/w 1"X30m Manual Hose Reel (Model: HR-1SW). |  |  |  | 7080054123001 | 0303090100000 | 2.0000 | nos.
[7080054123001] 800mm(L) x 361mm(D) x 800mm(H) x 1.5mm, Cabinet For Hose Reel Wall Mounted, Non-Weather Proof, Non-Lockable,Red Colour Powder Coated, Cylindrical Lock, Viewing Glass, Back Of Cabinet Is Fully Covered Up, Material: SS316, Standard Wording In White Colour, c/w 1"X30m Manual Hose Reel (Model: HR-1SW). |  |  |  | 7080054123001 | 0304970000000 | 1.0000 | nos.
[7080054123001] 800mm(L) x 361mm(D) x 800mm(H) x 1.5mm, Cabinet For Hose Reel Wall Mounted, Non-Weather Proof, Non-Lockable,Red Colour Powder Coated, Cylindrical Lock, Viewing Glass, Back Of Cabinet Is Fully Covered Up, Material: SS316, Standard Wording In White Colour, c/w 1"X30m Manual Hose Reel (Model: HR-1SW). |  |  |  | 7080054123001 | 0307981024001 | 1.0000 | nos.
[7080054123001] 800mm(L) x 361mm(D) x 800mm(H) x 1.5mm, Cabinet For Hose Reel Wall Mounted, Non-Weather Proof, Non-Lockable,Red Colour Powder Coated, Cylindrical Lock, Viewing Glass, Back Of Cabinet Is Fully Covered Up, Material: SS316, Standard Wording In White Colour, c/w 1"X30m Manual Hose Reel (Model: HR-1SW). |  |  |  | 7080054123001 | 0311101500000 | 1.0000 | nos.
[7080054123001] 800mm(L) x 361mm(D) x 800mm(H) x 1.5mm, Cabinet For Hose Reel Wall Mounted, Non-Weather Proof, Non-Lockable,Red Colour Powder Coated, Cylindrical Lock, Viewing Glass, Back Of Cabinet Is Fully Covered Up, Material: SS316, Standard Wording In White Colour, c/w 1"X30m Manual Hose Reel (Model: HR-1SW). |  |  |  | 7080054123001 | 0312350100000 | 4.0000 | nos.
[7080060000000] Cabinet For 2 Way Breeching Inlet - Recess 'Dry Riser Breeching Inlet', Red Colour c/w Spring Lock, 6mm Wire Glass, 570mm (L) x 395mm (H) x 305mm (D), Material : 1.2mm EG |  |  |  | 7080060000000 | 0304820000000 | 6.0000 | nos. |  | 1.2.1 EG Cabinet/ Frame&Door Complete- BI
[7080060000000] Cabinet For 2 Way Breeching Inlet - Recess 'Dry Riser Breeching Inlet', Red Colour c/w Spring Lock, 6mm Wire Glass, 570mm (L) x 395mm (H) x 305mm (D), Material : 1.2mm EG |  |  |  | 7080060000000 | 0304950000000 | 1.0000 | nos. |  | 1.2.1 EG Cabinet/ Frame&Door Complete- BI
[7080060000000] Cabinet For 2 Way Breeching Inlet - Recess 'Dry Riser Breeching Inlet', Red Colour c/w Spring Lock, 6mm Wire Glass, 570mm (L) x 395mm (H) x 305mm (D), Material : 1.2mm EG |  |  |  | 7080060000000 | 0307990200000 | 1.0000 | nos. |  | 1.2.1 EG Cabinet/ Frame&Door Complete- BI
[7080060000000] Cabinet For 2 Way Breeching Inlet - Recess 'Dry Riser Breeching Inlet', Red Colour c/w Spring Lock, 6mm Wire Glass, 570mm (L) x 395mm (H) x 305mm (D), Material : 1.2mm EG |  |  |  | 7080060000000 | 0303090000000 | 6.0000 | nos. |  | 1.2.1 EG Cabinet/ Frame&Door Complete- BI
[7080060000000] Cabinet For 2 Way Breeching Inlet - Recess 'Dry Riser Breeching Inlet', Red Colour c/w Spring Lock, 6mm Wire Glass, 570mm (L) x 395mm (H) x 305mm (D), Material : 1.2mm EG |  |  |  | 7080060000000 | 0307390000000 | 1.0000 | nos. |  | 1.2.1 EG Cabinet/ Frame&Door Complete- BI
[7080060025001] 570mm(W) x 400mm(H) x 350mm(D) x 30mm(Frame) x 1.2mm, Material: Eg Plate, 2 Way Breeching Inlet Recess Cabinet, Red Colour, C/w Spring Lock, Wired Viewing Glass, Standard Wording in White Colour “Dry Riser Breeching Inlet” |  |  |  | 7080060025001 | 0303090000000 | 6.0000 | nos. |  | 1.2.1 EG Cabinet/ Frame&Door Complete- BI
[7080060025001] 570mm(W) x 400mm(H) x 350mm(D) x 30mm(Frame) x 1.2mm, Material: Eg Plate, 2 Way Breeching Inlet Recess Cabinet, Red Colour, C/w Spring Lock, Wired Viewing Glass, Standard Wording in White Colour “Dry Riser Breeching Inlet” |  |  |  | 7080060025001 | 0304820000000 | 6.0000 | nos. |  | 1.2.1 EG Cabinet/ Frame&Door Complete- BI
[7080060025001] 570mm(W) x 400mm(H) x 350mm(D) x 30mm(Frame) x 1.2mm, Material: Eg Plate, 2 Way Breeching Inlet Recess Cabinet, Red Colour, C/w Spring Lock, Wired Viewing Glass, Standard Wording in White Colour “Dry Riser Breeching Inlet” |  |  |  | 7080060025001 | 0307990225001 | 1.0000 | nos. |  | 1.2.1 EG Cabinet/ Frame&Door Complete- BI
[7080060025001] 570mm(W) x 400mm(H) x 350mm(D) x 30mm(Frame) x 1.2mm, Material: Eg Plate, 2 Way Breeching Inlet Recess Cabinet, Red Colour, C/w Spring Lock, Wired Viewing Glass, Standard Wording in White Colour “Dry Riser Breeching Inlet” |  |  |  | 7080060025001 | 0304950000000 | 1.0000 | nos. |  | 1.2.1 EG Cabinet/ Frame&Door Complete- BI
[7080060025001] 570mm(W) x 400mm(H) x 350mm(D) x 30mm(Frame) x 1.2mm, Material: Eg Plate, 2 Way Breeching Inlet Recess Cabinet, Red Colour, C/w Spring Lock, Wired Viewing Glass, Standard Wording in White Colour “Dry Riser Breeching Inlet” |  |  |  | 7080060025001 | 0307390000000 | 1.0000 | nos. |  | 1.2.1 EG Cabinet/ Frame&Door Complete- BI
[7080060100000] 570mm (L) x 395mm (H) x 305mm (D) x 1.0mm - Cabinet For 2 Way Breeching Inlet, Recess 'Dry Riser Breeching Inlet', Hairline Finish c/w Spring Lock, 6mm Wire Glass, Material: SS304 |  |  |  | 7080060100000 | 0304810000000 | 6.0000 | nos. |  | 1.4.1 SS Cabinet/ Frame&Door Complete - BI
[7080060100000] 570mm (L) x 395mm (H) x 305mm (D) x 1.0mm - Cabinet For 2 Way Breeching Inlet, Recess 'Dry Riser Breeching Inlet', Hairline Finish c/w Spring Lock, 6mm Wire Glass, Material: SS304 |  |  |  | 7080060100000 | 0307390000000 | 1.0000 | nos. |  | 1.4.1 SS Cabinet/ Frame&Door Complete - BI
[7080060100000] 570mm (L) x 395mm (H) x 305mm (D) x 1.0mm - Cabinet For 2 Way Breeching Inlet, Recess 'Dry Riser Breeching Inlet', Hairline Finish c/w Spring Lock, 6mm Wire Glass, Material: SS304 |  |  |  | 7080060100000 | 0307990300000 | 1.0000 | nos. |  | 1.4.1 SS Cabinet/ Frame&Door Complete - BI
[7080060100000] 570mm (L) x 395mm (H) x 305mm (D) x 1.0mm - Cabinet For 2 Way Breeching Inlet, Recess 'Dry Riser Breeching Inlet', Hairline Finish c/w Spring Lock, 6mm Wire Glass, Material: SS304 |  |  |  | 7080060100000 | 0303090100000 | 6.0000 | nos. |  | 1.4.1 SS Cabinet/ Frame&Door Complete - BI
[7080060100000] 570mm (L) x 395mm (H) x 305mm (D) x 1.0mm - Cabinet For 2 Way Breeching Inlet, Recess 'Dry Riser Breeching Inlet', Hairline Finish c/w Spring Lock, 6mm Wire Glass, Material: SS304 |  |  |  | 7080060100000 | 0304950000000 | 1.0000 | nos. |  | 1.4.1 SS Cabinet/ Frame&Door Complete - BI
[7080060200000] 570mm(L) x 395mm(H) x 305mm(D) x 1.0mm - Cabinet For 2Way Breeching Inlet, Recess 'Dry Riser Breeching Inlet', Hairline Finish c/w Spring Lock, 6mm Wire Glass, Material: SS316 |  |  |  | 7080060200000 | 0307990600000 | 1.0000 | nos. |  | 1.4.1 SS Cabinet/ Frame&Door Complete - BI
[7080060200000] 570mm(L) x 395mm(H) x 305mm(D) x 1.0mm - Cabinet For 2Way Breeching Inlet, Recess 'Dry Riser Breeching Inlet', Hairline Finish c/w Spring Lock, 6mm Wire Glass, Material: SS316 |  |  |  | 7080060200000 | 0304810000000 | 6.0000 | nos. |  | 1.4.1 SS Cabinet/ Frame&Door Complete - BI
[7080060200000] 570mm(L) x 395mm(H) x 305mm(D) x 1.0mm - Cabinet For 2Way Breeching Inlet, Recess 'Dry Riser Breeching Inlet', Hairline Finish c/w Spring Lock, 6mm Wire Glass, Material: SS316 |  |  |  | 7080060200000 | 0303090100000 | 6.0000 | nos. |  | 1.4.1 SS Cabinet/ Frame&Door Complete - BI
[7080060200000] 570mm(L) x 395mm(H) x 305mm(D) x 1.0mm - Cabinet For 2Way Breeching Inlet, Recess 'Dry Riser Breeching Inlet', Hairline Finish c/w Spring Lock, 6mm Wire Glass, Material: SS316 |  |  |  | 7080060200000 | 0304950000000 | 1.0000 | nos. |  | 1.4.1 SS Cabinet/ Frame&Door Complete - BI
[7080060200000] 570mm(L) x 395mm(H) x 305mm(D) x 1.0mm - Cabinet For 2Way Breeching Inlet, Recess 'Dry Riser Breeching Inlet', Hairline Finish c/w Spring Lock, 6mm Wire Glass, Material: SS316 |  |  |  | 7080060200000 | 0307390000000 | 1.0000 | nos. |  | 1.4.1 SS Cabinet/ Frame&Door Complete - BI
[7080060300000] Cabinet For 2 Way Breeching Inlet (BS 5041-5)- Recess 'Dry Riser Breeching Inlet', Red Colour c/w Spring Lock, 6mm Wire Glass, 595mm (L) x 395mm (H) x 295mm (D), Material : 1.5mm EG |  |  |  | 7080060300000 | 0305000100000 | 1.0000 | nos. |  | 1.2.1 EG Cabinet/ Frame&Door Complete- BI
[7080060300000] Cabinet For 2 Way Breeching Inlet (BS 5041-5)- Recess 'Dry Riser Breeching Inlet', Red Colour c/w Spring Lock, 6mm Wire Glass, 595mm (L) x 395mm (H) x 295mm (D), Material : 1.5mm EG |  |  |  | 7080060300000 | 0307390000000 | 1.0000 | nos. |  | 1.2.1 EG Cabinet/ Frame&Door Complete- BI
[7080060300000] Cabinet For 2 Way Breeching Inlet (BS 5041-5)- Recess 'Dry Riser Breeching Inlet', Red Colour c/w Spring Lock, 6mm Wire Glass, 595mm (L) x 395mm (H) x 295mm (D), Material : 1.5mm EG |  |  |  | 7080060300000 | 0307990000000 | 1.0000 | nos. |  | 1.2.1 EG Cabinet/ Frame&Door Complete- BI
[7080060300000] Cabinet For 2 Way Breeching Inlet (BS 5041-5)- Recess 'Dry Riser Breeching Inlet', Red Colour c/w Spring Lock, 6mm Wire Glass, 595mm (L) x 395mm (H) x 295mm (D), Material : 1.5mm EG |  |  |  | 7080060300000 | 0303090000000 | 6.0000 | nos. |  | 1.2.1 EG Cabinet/ Frame&Door Complete- BI
[7080060300000] Cabinet For 2 Way Breeching Inlet (BS 5041-5)- Recess 'Dry Riser Breeching Inlet', Red Colour c/w Spring Lock, 6mm Wire Glass, 595mm (L) x 395mm (H) x 295mm (D), Material : 1.5mm EG |  |  |  | 7080060300000 | 0304820000000 | 6.0000 | nos. |  | 1.2.1 EG Cabinet/ Frame&Door Complete- BI
[7080060321001] 595mm(L)X395mm(H)X295mm(D)X1mm, Cabinet For Breeching Inlet 2 Way Recess, 'Dry Riser Breeching Inlet', Hairline, Spring Lock, 6mm Wire Glass, BS5041-5, Material : SS304 |  |  |  | 7080060321001 | 0304810000000 | 6.0000 | nos. |  | 1.2.1 EG Cabinet/ Frame&Door Complete- BI
[7080060321001] 595mm(L)X395mm(H)X295mm(D)X1mm, Cabinet For Breeching Inlet 2 Way Recess, 'Dry Riser Breeching Inlet', Hairline, Spring Lock, 6mm Wire Glass, BS5041-5, Material : SS304 |  |  |  | 7080060321001 | 0303090100000 | 6.0000 | nos. |  | 1.2.1 EG Cabinet/ Frame&Door Complete- BI
[7080060321001] 595mm(L)X395mm(H)X295mm(D)X1mm, Cabinet For Breeching Inlet 2 Way Recess, 'Dry Riser Breeching Inlet', Hairline, Spring Lock, 6mm Wire Glass, BS5041-5, Material : SS304 |  |  |  | 7080060321001 | 0307990021001 | 1.0000 | nos. |  | 1.2.1 EG Cabinet/ Frame&Door Complete- BI
[7080060321001] 595mm(L)X395mm(H)X295mm(D)X1mm, Cabinet For Breeching Inlet 2 Way Recess, 'Dry Riser Breeching Inlet', Hairline, Spring Lock, 6mm Wire Glass, BS5041-5, Material : SS304 |  |  |  | 7080060321001 | 0305000100000 | 1.0000 | nos. |  | 1.2.1 EG Cabinet/ Frame&Door Complete- BI
[7080060321001] 595mm(L)X395mm(H)X295mm(D)X1mm, Cabinet For Breeching Inlet 2 Way Recess, 'Dry Riser Breeching Inlet', Hairline, Spring Lock, 6mm Wire Glass, BS5041-5, Material : SS304 |  |  |  | 7080060321001 | 0307390000000 | 1.0000 | nos. |  | 1.2.1 EG Cabinet/ Frame&Door Complete- BI
[7080060321002] 595mm(L)X395mm(H)X295mm(D)X1mm, Cabinet For Breeching Inlet 2 Way Recess, 'Dry Riser Breeching Inlet', Hairline, Spring Lock, 6mm Wire Glass, BS5041-5, Material : SS316 |  |  |  | 7080060321002 | 0305000100000 | 1.0000 | nos. |  | 1.2.1 EG Cabinet/ Frame&Door Complete- BI
[7080060321002] 595mm(L)X395mm(H)X295mm(D)X1mm, Cabinet For Breeching Inlet 2 Way Recess, 'Dry Riser Breeching Inlet', Hairline, Spring Lock, 6mm Wire Glass, BS5041-5, Material : SS316 |  |  |  | 7080060321002 | 0303090100000 | 6.0000 | nos. |  | 1.2.1 EG Cabinet/ Frame&Door Complete- BI
[7080060321002] 595mm(L)X395mm(H)X295mm(D)X1mm, Cabinet For Breeching Inlet 2 Way Recess, 'Dry Riser Breeching Inlet', Hairline, Spring Lock, 6mm Wire Glass, BS5041-5, Material : SS316 |  |  |  | 7080060321002 | 0307990023002 | 1.0000 | nos. |  | 1.2.1 EG Cabinet/ Frame&Door Complete- BI
[7080060321002] 595mm(L)X395mm(H)X295mm(D)X1mm, Cabinet For Breeching Inlet 2 Way Recess, 'Dry Riser Breeching Inlet', Hairline, Spring Lock, 6mm Wire Glass, BS5041-5, Material : SS316 |  |  |  | 7080060321002 | 0307390000000 | 1.0000 | nos. |  | 1.2.1 EG Cabinet/ Frame&Door Complete- BI
[7080060321002] 595mm(L)X395mm(H)X295mm(D)X1mm, Cabinet For Breeching Inlet 2 Way Recess, 'Dry Riser Breeching Inlet', Hairline, Spring Lock, 6mm Wire Glass, BS5041-5, Material : SS316 |  |  |  | 7080060321002 | 0304810000000 | 6.0000 | nos. |  | 1.2.1 EG Cabinet/ Frame&Door Complete- BI
[7080060325002] 500mm(L)X400mm(H)X290mm(D)X1.5mm, Cabinet For Breeching Inlet 2 Way Recess, "Dry Riser Breeching Inlet", Red Colour, Spring Lock, 6mm Wire Glass, BS5041-5, Material : EG |  |  |  | 7080060325002 | 0314786200000 | 1.0000 | nos.
[7080060325002] 500mm(L)X400mm(H)X290mm(D)X1.5mm, Cabinet For Breeching Inlet 2 Way Recess, "Dry Riser Breeching Inlet", Red Colour, Spring Lock, 6mm Wire Glass, BS5041-5, Material : EG |  |  |  | 7080060325002 | 0307390000000 | 1.0000 | nos.
[7080060325002] 500mm(L)X400mm(H)X290mm(D)X1.5mm, Cabinet For Breeching Inlet 2 Way Recess, "Dry Riser Breeching Inlet", Red Colour, Spring Lock, 6mm Wire Glass, BS5041-5, Material : EG |  |  |  | 7080060325002 | 0304820000000 | 6.0000 | nos.
[7080060325002] 500mm(L)X400mm(H)X290mm(D)X1.5mm, Cabinet For Breeching Inlet 2 Way Recess, "Dry Riser Breeching Inlet", Red Colour, Spring Lock, 6mm Wire Glass, BS5041-5, Material : EG |  |  |  | 7080060325002 | 0307990025002 | 1.0000 | nos.
[7080060325002] 500mm(L)X400mm(H)X290mm(D)X1.5mm, Cabinet For Breeching Inlet 2 Way Recess, "Dry Riser Breeching Inlet", Red Colour, Spring Lock, 6mm Wire Glass, BS5041-5, Material : EG |  |  |  | 7080060325002 | 0303090000000 | 6.0000 | nos.
[7080060325003] 590Mm(L)X390Mm(H)X295Mm(D)X30Mm(Frame)X1.5Mm,Cabinet For Breeching Inlet 2 Way Recess, 'Dry Rising Main Inlet DR 1-1” , Spring Lock, 6Mm Wire Glass, Back Of Cabinet is not fully covered, Material : EG |  |  |  | 7080060325003 | 0304950000000 | 1.0000 | nos.
[7080060325003] 590Mm(L)X390Mm(H)X295Mm(D)X30Mm(Frame)X1.5Mm,Cabinet For Breeching Inlet 2 Way Recess, 'Dry Rising Main Inlet DR 1-1” , Spring Lock, 6Mm Wire Glass, Back Of Cabinet is not fully covered, Material : EG |  |  |  | 7080060325003 | 0307390000000 | 1.0000 | nos.
[7080060325003] 590Mm(L)X390Mm(H)X295Mm(D)X30Mm(Frame)X1.5Mm,Cabinet For Breeching Inlet 2 Way Recess, 'Dry Rising Main Inlet DR 1-1” , Spring Lock, 6Mm Wire Glass, Back Of Cabinet is not fully covered, Material : EG |  |  |  | 7080060325003 | 0304820000000 | 6.0000 | nos.
[7080060325003] 590Mm(L)X390Mm(H)X295Mm(D)X30Mm(Frame)X1.5Mm,Cabinet For Breeching Inlet 2 Way Recess, 'Dry Rising Main Inlet DR 1-1” , Spring Lock, 6Mm Wire Glass, Back Of Cabinet is not fully covered, Material : EG |  |  |  | 7080060325003 | 0303090000000 | 6.0000 | nos.
[7080060325003] 590Mm(L)X390Mm(H)X295Mm(D)X30Mm(Frame)X1.5Mm,Cabinet For Breeching Inlet 2 Way Recess, 'Dry Rising Main Inlet DR 1-1” , Spring Lock, 6Mm Wire Glass, Back Of Cabinet is not fully covered, Material : EG |  |  |  | 7080060325003 | 0307990025003 | 1.0000 | nos.
[7080060325004] Cabinet For 2 Way Breeching Inlet - Recess 'Dry Rising Main Inlet', Red Colour c/w Spring Lock, 6mm Wire Glass, 570mm (L) x 390mm (H) x 295mm (D) x 40mm(F), Material : 1.5mm EG |  |  |  | 7080060325004 | 0304820000000 | 6.0000 | nos.
[7080060325004] Cabinet For 2 Way Breeching Inlet - Recess 'Dry Rising Main Inlet', Red Colour c/w Spring Lock, 6mm Wire Glass, 570mm (L) x 390mm (H) x 295mm (D) x 40mm(F), Material : 1.5mm EG |  |  |  | 7080060325004 | 0303090000000 | 6.0000 | nos.
[7080060325004] Cabinet For 2 Way Breeching Inlet - Recess 'Dry Rising Main Inlet', Red Colour c/w Spring Lock, 6mm Wire Glass, 570mm (L) x 390mm (H) x 295mm (D) x 40mm(F), Material : 1.5mm EG |  |  |  | 7080060325004 | 0307990025004 | 1.0000 | nos.
[7080060325004] Cabinet For 2 Way Breeching Inlet - Recess 'Dry Rising Main Inlet', Red Colour c/w Spring Lock, 6mm Wire Glass, 570mm (L) x 390mm (H) x 295mm (D) x 40mm(F), Material : 1.5mm EG |  |  |  | 7080060325004 | 0307390000000 | 1.0000 | nos.
[7080060325004] Cabinet For 2 Way Breeching Inlet - Recess 'Dry Rising Main Inlet', Red Colour c/w Spring Lock, 6mm Wire Glass, 570mm (L) x 390mm (H) x 295mm (D) x 40mm(F), Material : 1.5mm EG |  |  |  | 7080060325004 | 0304950000000 | 1.0000 | nos.
[7080070000000] Cabinet For 4 Way Breeching Inlet - Recess 'Dry Riser Breeching Inlet', Red Colour c/w Spring Lock, 6mm Wire Glass, 570mm (L) x 570mm (H) x 305mm (D), Material : 1.2mm EG |  |  |  | 7080070000000 | 0304820000000 | 6.0000 | nos. |  | 1.2.1 EG Cabinet/ Frame&Door Complete- BI
[7080070000000] Cabinet For 4 Way Breeching Inlet - Recess 'Dry Riser Breeching Inlet', Red Colour c/w Spring Lock, 6mm Wire Glass, 570mm (L) x 570mm (H) x 305mm (D), Material : 1.2mm EG |  |  |  | 7080070000000 | 0307390000000 | 1.0000 | nos. |  | 1.2.1 EG Cabinet/ Frame&Door Complete- BI
[7080070000000] Cabinet For 4 Way Breeching Inlet - Recess 'Dry Riser Breeching Inlet', Red Colour c/w Spring Lock, 6mm Wire Glass, 570mm (L) x 570mm (H) x 305mm (D), Material : 1.2mm EG |  |  |  | 7080070000000 | 0308000200000 | 1.0000 | nos. |  | 1.2.1 EG Cabinet/ Frame&Door Complete- BI
[7080070000000] Cabinet For 4 Way Breeching Inlet - Recess 'Dry Riser Breeching Inlet', Red Colour c/w Spring Lock, 6mm Wire Glass, 570mm (L) x 570mm (H) x 305mm (D), Material : 1.2mm EG |  |  |  | 7080070000000 | 0304940000000 | 1.0000 | nos. |  | 1.2.1 EG Cabinet/ Frame&Door Complete- BI
[7080070000000] Cabinet For 4 Way Breeching Inlet - Recess 'Dry Riser Breeching Inlet', Red Colour c/w Spring Lock, 6mm Wire Glass, 570mm (L) x 570mm (H) x 305mm (D), Material : 1.2mm EG |  |  |  | 7080070000000 | 0303090000000 | 6.0000 | nos. |  | 1.2.1 EG Cabinet/ Frame&Door Complete- BI
[7080070023001] 565mm(W)X565mm(H)X20mmX1.2mm,Material: EG,4 Way Breeching Inlet Door Only, Finishing Red colour, Wired Viewing Glass,Standard Wording In White Colour. |  |  |  | 7080070023001 | 0308000223001 | 1.0000 | nos. |  | 1.2.1 EG Cabinet/ Frame&Door Complete- BI
[7080070023001] 565mm(W)X565mm(H)X20mmX1.2mm,Material: EG,4 Way Breeching Inlet Door Only, Finishing Red colour, Wired Viewing Glass,Standard Wording In White Colour. |  |  |  | 7080070023001 | 0303090000000 | 6.0000 | nos. |  | 1.2.1 EG Cabinet/ Frame&Door Complete- BI
[7080070023001] 565mm(W)X565mm(H)X20mmX1.2mm,Material: EG,4 Way Breeching Inlet Door Only, Finishing Red colour, Wired Viewing Glass,Standard Wording In White Colour. |  |  |  | 7080070023001 | 0304940000000 | 1.0000 | nos. |  | 1.2.1 EG Cabinet/ Frame&Door Complete- BI
[7080070023001] 565mm(W)X565mm(H)X20mmX1.2mm,Material: EG,4 Way Breeching Inlet Door Only, Finishing Red colour, Wired Viewing Glass,Standard Wording In White Colour. |  |  |  | 7080070023001 | 0307390000000 | 1.0000 | nos. |  | 1.2.1 EG Cabinet/ Frame&Door Complete- BI
[7080070023001] 565mm(W)X565mm(H)X20mmX1.2mm,Material: EG,4 Way Breeching Inlet Door Only, Finishing Red colour, Wired Viewing Glass,Standard Wording In White Colour. |  |  |  | 7080070023001 | 0304820000000 | 6.0000 | nos. |  | 1.2.1 EG Cabinet/ Frame&Door Complete- BI
[7080070024001] 565mm(W)X565mm(H)X20mmX1.2mm,Material: EG, 4 Way Breeching Inlet Door Only, Finishing Red colour, Wired Viewing Glass, Standard Hinges (Separate) , U-Rubber, Standard Wording "Dry Riser Breeching Inlet" In White Colour. |  |  |  | 7080070024001 | 0304940000000 | 1.0000 | nos. |  | 1.2.1 EG Cabinet/ Frame&Door Complete- BI
[7080070024001] 565mm(W)X565mm(H)X20mmX1.2mm,Material: EG, 4 Way Breeching Inlet Door Only, Finishing Red colour, Wired Viewing Glass, Standard Hinges (Separate) , U-Rubber, Standard Wording "Dry Riser Breeching Inlet" In White Colour. |  |  |  | 7080070024001 | 0304820000000 | 6.0000 | nos. |  | 1.2.1 EG Cabinet/ Frame&Door Complete- BI
[7080070024001] 565mm(W)X565mm(H)X20mmX1.2mm,Material: EG, 4 Way Breeching Inlet Door Only, Finishing Red colour, Wired Viewing Glass, Standard Hinges (Separate) , U-Rubber, Standard Wording "Dry Riser Breeching Inlet" In White Colour. |  |  |  | 7080070024001 | 0305470000000 | 0.0500 | coil |  | 1.2.1 EG Cabinet/ Frame&Door Complete- BI
[7080070024001] 565mm(W)X565mm(H)X20mmX1.2mm,Material: EG, 4 Way Breeching Inlet Door Only, Finishing Red colour, Wired Viewing Glass, Standard Hinges (Separate) , U-Rubber, Standard Wording "Dry Riser Breeching Inlet" In White Colour. |  |  |  | 7080070024001 | 0304890300000 | 2.0000 | nos. |  | 1.2.1 EG Cabinet/ Frame&Door Complete- BI
[7080070024001] 565mm(W)X565mm(H)X20mmX1.2mm,Material: EG, 4 Way Breeching Inlet Door Only, Finishing Red colour, Wired Viewing Glass, Standard Hinges (Separate) , U-Rubber, Standard Wording "Dry Riser Breeching Inlet" In White Colour. |  |  |  | 7080070024001 | 0308000224001 | 1.0000 | nos. |  | 1.2.1 EG Cabinet/ Frame&Door Complete- BI
[7080070024001] 565mm(W)X565mm(H)X20mmX1.2mm,Material: EG, 4 Way Breeching Inlet Door Only, Finishing Red colour, Wired Viewing Glass, Standard Hinges (Separate) , U-Rubber, Standard Wording "Dry Riser Breeching Inlet" In White Colour. |  |  |  | 7080070024001 | 0307390000000 | 1.0000 | nos. |  | 1.2.1 EG Cabinet/ Frame&Door Complete- BI
[7080070024001] 565mm(W)X565mm(H)X20mmX1.2mm,Material: EG, 4 Way Breeching Inlet Door Only, Finishing Red colour, Wired Viewing Glass, Standard Hinges (Separate) , U-Rubber, Standard Wording "Dry Riser Breeching Inlet" In White Colour. |  |  |  | 7080070024001 | 0303090000000 | 6.0000 | nos. |  | 1.2.1 EG Cabinet/ Frame&Door Complete- BI
[7080070024002] 565mm(W)X565mm(H)X20mmX1.2mm,Material: EG, 4 Way Breeching Inlet Door Only, Finishing Red colour, Wired Viewing Glass, Standard Hinges (Separate) , U-Rubber, Standard Wording "Sprinkler Breeching Inlet" in White Colour. |  |  |  | 7080070024002 | 0304940000000 | 1.0000 | nos. |  | 1.2.1 EG Cabinet/ Frame&Door Complete- BI
[7080070024002] 565mm(W)X565mm(H)X20mmX1.2mm,Material: EG, 4 Way Breeching Inlet Door Only, Finishing Red colour, Wired Viewing Glass, Standard Hinges (Separate) , U-Rubber, Standard Wording "Sprinkler Breeching Inlet" in White Colour. |  |  |  | 7080070024002 | 0305470000000 | 0.0500 | coil |  | 1.2.1 EG Cabinet/ Frame&Door Complete- BI
[7080070024002] 565mm(W)X565mm(H)X20mmX1.2mm,Material: EG, 4 Way Breeching Inlet Door Only, Finishing Red colour, Wired Viewing Glass, Standard Hinges (Separate) , U-Rubber, Standard Wording "Sprinkler Breeching Inlet" in White Colour. |  |  |  | 7080070024002 | 0307390000000 | 1.0000 | nos. |  | 1.2.1 EG Cabinet/ Frame&Door Complete- BI
[7080070024002] 565mm(W)X565mm(H)X20mmX1.2mm,Material: EG, 4 Way Breeching Inlet Door Only, Finishing Red colour, Wired Viewing Glass, Standard Hinges (Separate) , U-Rubber, Standard Wording "Sprinkler Breeching Inlet" in White Colour. |  |  |  | 7080070024002 | 0303090000000 | 6.0000 | nos. |  | 1.2.1 EG Cabinet/ Frame&Door Complete- BI
[7080070024002] 565mm(W)X565mm(H)X20mmX1.2mm,Material: EG, 4 Way Breeching Inlet Door Only, Finishing Red colour, Wired Viewing Glass, Standard Hinges (Separate) , U-Rubber, Standard Wording "Sprinkler Breeching Inlet" in White Colour. |  |  |  | 7080070024002 | 0304820000000 | 6.0000 | nos. |  | 1.2.1 EG Cabinet/ Frame&Door Complete- BI
[7080070024002] 565mm(W)X565mm(H)X20mmX1.2mm,Material: EG, 4 Way Breeching Inlet Door Only, Finishing Red colour, Wired Viewing Glass, Standard Hinges (Separate) , U-Rubber, Standard Wording "Sprinkler Breeching Inlet" in White Colour. |  |  |  | 7080070024002 | 0308000224002 | 1.0000 | nos. |  | 1.2.1 EG Cabinet/ Frame&Door Complete- BI
[7080070024002] 565mm(W)X565mm(H)X20mmX1.2mm,Material: EG, 4 Way Breeching Inlet Door Only, Finishing Red colour, Wired Viewing Glass, Standard Hinges (Separate) , U-Rubber, Standard Wording "Sprinkler Breeching Inlet" in White Colour. |  |  |  | 7080070024002 | 0304890300000 | 2.0000 | nos. |  | 1.2.1 EG Cabinet/ Frame&Door Complete- BI
[7080070100000] Cabinet For 4 Way Breeching Inlet - Recess 'Sprinkler Breeching Inlet', Hairline Finish c/w Spring Lock, 6mm Wire Glass, 570mm (L) x 570mm (H) x 305mm (D), Material : 1.0mm SS304 |  |  |  | 7080070100000 | 0307390000000 | 1.0000 | nos. |  | 1.4.1 SS Cabinet/ Frame&Door Complete - BI
[7080070100000] Cabinet For 4 Way Breeching Inlet - Recess 'Sprinkler Breeching Inlet', Hairline Finish c/w Spring Lock, 6mm Wire Glass, 570mm (L) x 570mm (H) x 305mm (D), Material : 1.0mm SS304 |  |  |  | 7080070100000 | 0304810000000 | 6.0000 | nos. |  | 1.4.1 SS Cabinet/ Frame&Door Complete - BI
[7080070100000] Cabinet For 4 Way Breeching Inlet - Recess 'Sprinkler Breeching Inlet', Hairline Finish c/w Spring Lock, 6mm Wire Glass, 570mm (L) x 570mm (H) x 305mm (D), Material : 1.0mm SS304 |  |  |  | 7080070100000 | 0308000300000 | 1.0000 | nos. |  | 1.4.1 SS Cabinet/ Frame&Door Complete - BI
[7080070100000] Cabinet For 4 Way Breeching Inlet - Recess 'Sprinkler Breeching Inlet', Hairline Finish c/w Spring Lock, 6mm Wire Glass, 570mm (L) x 570mm (H) x 305mm (D), Material : 1.0mm SS304 |  |  |  | 7080070100000 | 0303090100000 | 6.0000 | nos. |  | 1.4.1 SS Cabinet/ Frame&Door Complete - BI
[7080070100000] Cabinet For 4 Way Breeching Inlet - Recess 'Sprinkler Breeching Inlet', Hairline Finish c/w Spring Lock, 6mm Wire Glass, 570mm (L) x 570mm (H) x 305mm (D), Material : 1.0mm SS304 |  |  |  | 7080070100000 | 0304940000000 | 1.0000 | nos. |  | 1.4.1 SS Cabinet/ Frame&Door Complete - BI
[7080070200000] 570mm(L) x 570mm(H) x 305mm(D) x 1.0mm - Cabinet For 4 Way Breeching Inlet, Recess 'Sprinkler Breeching Inlet', Hairline Finish c/w Spring Lock, 6mm Wire Glass, Material: SS316 |  |  |  | 7080070200000 | 0303090100000 | 6.0000 | nos. |  | 1.4.1 SS Cabinet/ Frame&Door Complete - BI
[7080070200000] 570mm(L) x 570mm(H) x 305mm(D) x 1.0mm - Cabinet For 4 Way Breeching Inlet, Recess 'Sprinkler Breeching Inlet', Hairline Finish c/w Spring Lock, 6mm Wire Glass, Material: SS316 |  |  |  | 7080070200000 | 0308000600000 | 1.0000 | nos. |  | 1.4.1 SS Cabinet/ Frame&Door Complete - BI
[7080070200000] 570mm(L) x 570mm(H) x 305mm(D) x 1.0mm - Cabinet For 4 Way Breeching Inlet, Recess 'Sprinkler Breeching Inlet', Hairline Finish c/w Spring Lock, 6mm Wire Glass, Material: SS316 |  |  |  | 7080070200000 | 0307390000000 | 1.0000 | nos. |  | 1.4.1 SS Cabinet/ Frame&Door Complete - BI
[7080070200000] 570mm(L) x 570mm(H) x 305mm(D) x 1.0mm - Cabinet For 4 Way Breeching Inlet, Recess 'Sprinkler Breeching Inlet', Hairline Finish c/w Spring Lock, 6mm Wire Glass, Material: SS316 |  |  |  | 7080070200000 | 0304810000000 | 6.0000 | nos. |  | 1.4.1 SS Cabinet/ Frame&Door Complete - BI
[7080070200000] 570mm(L) x 570mm(H) x 305mm(D) x 1.0mm - Cabinet For 4 Way Breeching Inlet, Recess 'Sprinkler Breeching Inlet', Hairline Finish c/w Spring Lock, 6mm Wire Glass, Material: SS316 |  |  |  | 7080070200000 | 0304940000000 | 1.0000 | nos. |  | 1.4.1 SS Cabinet/ Frame&Door Complete - BI
[7080071100000] Cabinet For 4 Way Breeching Inlet - Recess 'Sprinkler Breeching Inlet', Red Colour c/w Spring Lock, 6mm Wire Glass, 570mm (L) x 570mm (H) x 305mm (D), Material : 1.2mm EG |  |  |  | 7080071100000 | 0303090000000 | 6.0000 | nos. |  | 1.2.1 EG Cabinet/ Frame&Door Complete- BI
[7080071100000] Cabinet For 4 Way Breeching Inlet - Recess 'Sprinkler Breeching Inlet', Red Colour c/w Spring Lock, 6mm Wire Glass, 570mm (L) x 570mm (H) x 305mm (D), Material : 1.2mm EG |  |  |  | 7080071100000 | 0307390000000 | 1.0000 | nos. |  | 1.2.1 EG Cabinet/ Frame&Door Complete- BI
[7080071100000] Cabinet For 4 Way Breeching Inlet - Recess 'Sprinkler Breeching Inlet', Red Colour c/w Spring Lock, 6mm Wire Glass, 570mm (L) x 570mm (H) x 305mm (D), Material : 1.2mm EG |  |  |  | 7080071100000 | 0308000200000 | 1.0000 | nos. |  | 1.2.1 EG Cabinet/ Frame&Door Complete- BI
[7080071100000] Cabinet For 4 Way Breeching Inlet - Recess 'Sprinkler Breeching Inlet', Red Colour c/w Spring Lock, 6mm Wire Glass, 570mm (L) x 570mm (H) x 305mm (D), Material : 1.2mm EG |  |  |  | 7080071100000 | 0304820000000 | 6.0000 | nos. |  | 1.2.1 EG Cabinet/ Frame&Door Complete- BI
[7080071100000] Cabinet For 4 Way Breeching Inlet - Recess 'Sprinkler Breeching Inlet', Red Colour c/w Spring Lock, 6mm Wire Glass, 570mm (L) x 570mm (H) x 305mm (D), Material : 1.2mm EG |  |  |  | 7080071100000 | 0304940000000 | 1.0000 | nos. |  | 1.2.1 EG Cabinet/ Frame&Door Complete- BI
[7080071300000] Cabinet For 4 Way Breeching Inlet - Recess 'Dry Riser Breeching Inlet', Hairline Finish c/w Spring Lock, 6mm Wire Glass, 570mm (L) x 570mm (H) x 305mm (D), Material : 1.0mm SS304 |  |  |  | 7080071300000 | 0308000300000 | 1.0000 | nos. |  | 1.4.1 SS Cabinet/ Frame&Door Complete - BI
[7080071300000] Cabinet For 4 Way Breeching Inlet - Recess 'Dry Riser Breeching Inlet', Hairline Finish c/w Spring Lock, 6mm Wire Glass, 570mm (L) x 570mm (H) x 305mm (D), Material : 1.0mm SS304 |  |  |  | 7080071300000 | 0303090100000 | 6.0000 | nos. |  | 1.4.1 SS Cabinet/ Frame&Door Complete - BI
[7080071300000] Cabinet For 4 Way Breeching Inlet - Recess 'Dry Riser Breeching Inlet', Hairline Finish c/w Spring Lock, 6mm Wire Glass, 570mm (L) x 570mm (H) x 305mm (D), Material : 1.0mm SS304 |  |  |  | 7080071300000 | 0304810000000 | 6.0000 | nos. |  | 1.4.1 SS Cabinet/ Frame&Door Complete - BI
[7080071300000] Cabinet For 4 Way Breeching Inlet - Recess 'Dry Riser Breeching Inlet', Hairline Finish c/w Spring Lock, 6mm Wire Glass, 570mm (L) x 570mm (H) x 305mm (D), Material : 1.0mm SS304 |  |  |  | 7080071300000 | 0304940000000 | 1.0000 | nos. |  | 1.4.1 SS Cabinet/ Frame&Door Complete - BI
[7080071300000] Cabinet For 4 Way Breeching Inlet - Recess 'Dry Riser Breeching Inlet', Hairline Finish c/w Spring Lock, 6mm Wire Glass, 570mm (L) x 570mm (H) x 305mm (D), Material : 1.0mm SS304 |  |  |  | 7080071300000 | 0307390000000 | 1.0000 | nos. |  | 1.4.1 SS Cabinet/ Frame&Door Complete - BI
[7080071400000] Cabinet For 4 Way Breeching Inlet - Recess 'Wet Riser Breeching Inlet', Hairline Finish c/w Spring Lock, 6mm Wire Glass, 570mm (L) x 570mm (H) x 305mm (D), Material : 1.0mm SS304 |  |  |  | 7080071400000 | 0304940000000 | 1.0000 | nos. |  | 1.4.1 SS Cabinet/ Frame&Door Complete - BI
[7080071400000] Cabinet For 4 Way Breeching Inlet - Recess 'Wet Riser Breeching Inlet', Hairline Finish c/w Spring Lock, 6mm Wire Glass, 570mm (L) x 570mm (H) x 305mm (D), Material : 1.0mm SS304 |  |  |  | 7080071400000 | 0308000300000 | 1.0000 | nos. |  | 1.4.1 SS Cabinet/ Frame&Door Complete - BI
[7080071400000] Cabinet For 4 Way Breeching Inlet - Recess 'Wet Riser Breeching Inlet', Hairline Finish c/w Spring Lock, 6mm Wire Glass, 570mm (L) x 570mm (H) x 305mm (D), Material : 1.0mm SS304 |  |  |  | 7080071400000 | 0307390000000 | 1.0000 | nos. |  | 1.4.1 SS Cabinet/ Frame&Door Complete - BI
[7080071400000] Cabinet For 4 Way Breeching Inlet - Recess 'Wet Riser Breeching Inlet', Hairline Finish c/w Spring Lock, 6mm Wire Glass, 570mm (L) x 570mm (H) x 305mm (D), Material : 1.0mm SS304 |  |  |  | 7080071400000 | 0304810000000 | 6.0000 | nos. |  | 1.4.1 SS Cabinet/ Frame&Door Complete - BI
[7080071400000] Cabinet For 4 Way Breeching Inlet - Recess 'Wet Riser Breeching Inlet', Hairline Finish c/w Spring Lock, 6mm Wire Glass, 570mm (L) x 570mm (H) x 305mm (D), Material : 1.0mm SS304 |  |  |  | 7080071400000 | 0303090100000 | 6.0000 | nos. |  | 1.4.1 SS Cabinet/ Frame&Door Complete - BI
[7080071500000] Cabinet For 4 Way Breeching Inlet - Recess 'Wet Riser Breeching Inlet', Red Colour c/w Spring Lock, 6mm Wire Glass, 570mm (L) x 570mm (H) x 305mm (D), Material : 1.2mm EG |  |  |  | 7080071500000 | 0304820000000 | 6.0000 | nos. |  | 1.2.1 EG Cabinet/ Frame&Door Complete- BI
[7080071500000] Cabinet For 4 Way Breeching Inlet - Recess 'Wet Riser Breeching Inlet', Red Colour c/w Spring Lock, 6mm Wire Glass, 570mm (L) x 570mm (H) x 305mm (D), Material : 1.2mm EG |  |  |  | 7080071500000 | 0308000200000 | 1.0000 | nos. |  | 1.2.1 EG Cabinet/ Frame&Door Complete- BI
[7080071500000] Cabinet For 4 Way Breeching Inlet - Recess 'Wet Riser Breeching Inlet', Red Colour c/w Spring Lock, 6mm Wire Glass, 570mm (L) x 570mm (H) x 305mm (D), Material : 1.2mm EG |  |  |  | 7080071500000 | 0304940000000 | 1.0000 | nos. |  | 1.2.1 EG Cabinet/ Frame&Door Complete- BI
[7080071500000] Cabinet For 4 Way Breeching Inlet - Recess 'Wet Riser Breeching Inlet', Red Colour c/w Spring Lock, 6mm Wire Glass, 570mm (L) x 570mm (H) x 305mm (D), Material : 1.2mm EG |  |  |  | 7080071500000 | 0307390000000 | 1.0000 | nos. |  | 1.2.1 EG Cabinet/ Frame&Door Complete- BI
[7080071500000] Cabinet For 4 Way Breeching Inlet - Recess 'Wet Riser Breeching Inlet', Red Colour c/w Spring Lock, 6mm Wire Glass, 570mm (L) x 570mm (H) x 305mm (D), Material : 1.2mm EG |  |  |  | 7080071500000 | 0303090000000 | 6.0000 | nos. |  | 1.2.1 EG Cabinet/ Frame&Door Complete- BI
[7080071600000] Cabinet For 4 Way Breeching Inlet (BS 5041-5)- Recess 'Dry Riser Breeching Inlet', Red Colour c/w Spring Lock, 6mm Wire Glass, 595mm (L) x 595mm (H) x 295mm (D), Material : 1.5mm EG |  |  |  | 7080071600000 | 0308991000000 | 1.0000 | nos. |  | 1.2.1 EG Cabinet/ Frame&Door Complete- BI
[7080071600000] Cabinet For 4 Way Breeching Inlet (BS 5041-5)- Recess 'Dry Riser Breeching Inlet', Red Colour c/w Spring Lock, 6mm Wire Glass, 595mm (L) x 595mm (H) x 295mm (D), Material : 1.5mm EG |  |  |  | 7080071600000 | 0307390000000 | 1.0000 | nos. |  | 1.2.1 EG Cabinet/ Frame&Door Complete- BI
[7080071600000] Cabinet For 4 Way Breeching Inlet (BS 5041-5)- Recess 'Dry Riser Breeching Inlet', Red Colour c/w Spring Lock, 6mm Wire Glass, 595mm (L) x 595mm (H) x 295mm (D), Material : 1.5mm EG |  |  |  | 7080071600000 | 0303090000000 | 6.0000 | nos. |  | 1.2.1 EG Cabinet/ Frame&Door Complete- BI
[7080071600000] Cabinet For 4 Way Breeching Inlet (BS 5041-5)- Recess 'Dry Riser Breeching Inlet', Red Colour c/w Spring Lock, 6mm Wire Glass, 595mm (L) x 595mm (H) x 295mm (D), Material : 1.5mm EG |  |  |  | 7080071600000 | 0304820000000 | 6.0000 | nos. |  | 1.2.1 EG Cabinet/ Frame&Door Complete- BI
[7080071600000] Cabinet For 4 Way Breeching Inlet (BS 5041-5)- Recess 'Dry Riser Breeching Inlet', Red Colour c/w Spring Lock, 6mm Wire Glass, 595mm (L) x 595mm (H) x 295mm (D), Material : 1.5mm EG |  |  |  | 7080071600000 | 0305000200000 | 1.0000 | nos. |  | 1.2.1 EG Cabinet/ Frame&Door Complete- BI
[7080071621001] 595mm(L)x595mm(H)x295mm(D)x38mm(F)x1.0mm, Cabinet For Breeching Inlet 4 Way Recess, 'Dry Riser Breeching Inlet', Hairline, Spring Lock, 6mm Wire Glass, BS5041-5, Material : SS304 |  |  |  | 7080071621001 | 0307390000000 | 1.0000 | nos. |  | 1.2.1 EG Cabinet/ Frame&Door Complete- BI
[7080071621001] 595mm(L)x595mm(H)x295mm(D)x38mm(F)x1.0mm, Cabinet For Breeching Inlet 4 Way Recess, 'Dry Riser Breeching Inlet', Hairline, Spring Lock, 6mm Wire Glass, BS5041-5, Material : SS304 |  |  |  | 7080071621001 | 0308991021001 | 1.0000 | nos. |  | 1.2.1 EG Cabinet/ Frame&Door Complete- BI
[7080071621001] 595mm(L)x595mm(H)x295mm(D)x38mm(F)x1.0mm, Cabinet For Breeching Inlet 4 Way Recess, 'Dry Riser Breeching Inlet', Hairline, Spring Lock, 6mm Wire Glass, BS5041-5, Material : SS304 |  |  |  | 7080071621001 | 0304810000000 | 6.0000 | nos. |  | 1.2.1 EG Cabinet/ Frame&Door Complete- BI
[7080071621001] 595mm(L)x595mm(H)x295mm(D)x38mm(F)x1.0mm, Cabinet For Breeching Inlet 4 Way Recess, 'Dry Riser Breeching Inlet', Hairline, Spring Lock, 6mm Wire Glass, BS5041-5, Material : SS304 |  |  |  | 7080071621001 | 0305000200000 | 1.0000 | nos. |  | 1.2.1 EG Cabinet/ Frame&Door Complete- BI
[7080071621001] 595mm(L)x595mm(H)x295mm(D)x38mm(F)x1.0mm, Cabinet For Breeching Inlet 4 Way Recess, 'Dry Riser Breeching Inlet', Hairline, Spring Lock, 6mm Wire Glass, BS5041-5, Material : SS304 |  |  |  | 7080071621001 | 0303090100000 | 6.0000 | nos. |  | 1.2.1 EG Cabinet/ Frame&Door Complete- BI
[7080071621002] 595mm(L)x595mm(H)x295mm(D)x38mm(F)x1.0mm, Cabinet For Breeching Inlet 4 Way Recess, 'Dry Riser Breeching Inlet', Hairline, Spring Lock, 6mm Wire Glass, BS5041-5, Material : SS316 |  |  |  | 7080071621002 | 0307390000000 | 1.0000 | nos. |  | 1.2.1 EG Cabinet/ Frame&Door Complete- BI
[7080071621002] 595mm(L)x595mm(H)x295mm(D)x38mm(F)x1.0mm, Cabinet For Breeching Inlet 4 Way Recess, 'Dry Riser Breeching Inlet', Hairline, Spring Lock, 6mm Wire Glass, BS5041-5, Material : SS316 |  |  |  | 7080071621002 | 0305000200000 | 1.0000 | nos. |  | 1.2.1 EG Cabinet/ Frame&Door Complete- BI
[7080071621002] 595mm(L)x595mm(H)x295mm(D)x38mm(F)x1.0mm, Cabinet For Breeching Inlet 4 Way Recess, 'Dry Riser Breeching Inlet', Hairline, Spring Lock, 6mm Wire Glass, BS5041-5, Material : SS316 |  |  |  | 7080071621002 | 0303090100000 | 6.0000 | nos. |  | 1.2.1 EG Cabinet/ Frame&Door Complete- BI
[7080071621002] 595mm(L)x595mm(H)x295mm(D)x38mm(F)x1.0mm, Cabinet For Breeching Inlet 4 Way Recess, 'Dry Riser Breeching Inlet', Hairline, Spring Lock, 6mm Wire Glass, BS5041-5, Material : SS316 |  |  |  | 7080071621002 | 0304810000000 | 6.0000 | nos. |  | 1.2.1 EG Cabinet/ Frame&Door Complete- BI
[7080071621002] 595mm(L)x595mm(H)x295mm(D)x38mm(F)x1.0mm, Cabinet For Breeching Inlet 4 Way Recess, 'Dry Riser Breeching Inlet', Hairline, Spring Lock, 6mm Wire Glass, BS5041-5, Material : SS316 |  |  |  | 7080071621002 | 0308991021002 | 1.0000 | nos. |  | 1.2.1 EG Cabinet/ Frame&Door Complete- BI
[7080071621003] 595mm(L)x595mm(H)x295mm(D)x1.5mm, Cabinet For Breeching Inlet 4 Way Recess, 'Sprinkler Breeching Inlet', Red Colour, Spring Lock, 6mm Wire Glass, BS5041-5, Material : EG |  |  |  | 7080071621003 | 0304820000000 | 6.0000 | nos. |  | 1.2.1 EG Cabinet/ Frame&Door Complete- BI
[7080071621003] 595mm(L)x595mm(H)x295mm(D)x1.5mm, Cabinet For Breeching Inlet 4 Way Recess, 'Sprinkler Breeching Inlet', Red Colour, Spring Lock, 6mm Wire Glass, BS5041-5, Material : EG |  |  |  | 7080071621003 | 0307390000000 | 1.0000 | nos. |  | 1.2.1 EG Cabinet/ Frame&Door Complete- BI
[7080071621003] 595mm(L)x595mm(H)x295mm(D)x1.5mm, Cabinet For Breeching Inlet 4 Way Recess, 'Sprinkler Breeching Inlet', Red Colour, Spring Lock, 6mm Wire Glass, BS5041-5, Material : EG |  |  |  | 7080071621003 | 0305000200000 | 1.0000 | nos. |  | 1.2.1 EG Cabinet/ Frame&Door Complete- BI
[7080071621003] 595mm(L)x595mm(H)x295mm(D)x1.5mm, Cabinet For Breeching Inlet 4 Way Recess, 'Sprinkler Breeching Inlet', Red Colour, Spring Lock, 6mm Wire Glass, BS5041-5, Material : EG |  |  |  | 7080071621003 | 0308991000000 | 1.0000 | nos. |  | 1.2.1 EG Cabinet/ Frame&Door Complete- BI
[7080071621003] 595mm(L)x595mm(H)x295mm(D)x1.5mm, Cabinet For Breeching Inlet 4 Way Recess, 'Sprinkler Breeching Inlet', Red Colour, Spring Lock, 6mm Wire Glass, BS5041-5, Material : EG |  |  |  | 7080071621003 | 0303090000000 | 6.0000 | nos. |  | 1.2.1 EG Cabinet/ Frame&Door Complete- BI
[7080071621007] 595mm(L)x595mm(H)x295mm(D)x38mm(F)x1.0mm, Cabinet For Breeching Inlet 4 Way Recess, 'Sprinkler Breeching Inlet', Hairline, Spring Lock, 6mm Wire Glass, BS5041-5, Material : SS304 |  |  |  | 7080071621007 | 0303090100000 | 6.0000 | nos. |  | 1.2.1 EG Cabinet/ Frame&Door Complete- BI
[7080071621007] 595mm(L)x595mm(H)x295mm(D)x38mm(F)x1.0mm, Cabinet For Breeching Inlet 4 Way Recess, 'Sprinkler Breeching Inlet', Hairline, Spring Lock, 6mm Wire Glass, BS5041-5, Material : SS304 |  |  |  | 7080071621007 | 0304810000000 | 6.0000 | nos. |  | 1.2.1 EG Cabinet/ Frame&Door Complete- BI
[7080071621007] 595mm(L)x595mm(H)x295mm(D)x38mm(F)x1.0mm, Cabinet For Breeching Inlet 4 Way Recess, 'Sprinkler Breeching Inlet', Hairline, Spring Lock, 6mm Wire Glass, BS5041-5, Material : SS304 |  |  |  | 7080071621007 | 0305000200000 | 1.0000 | nos. |  | 1.2.1 EG Cabinet/ Frame&Door Complete- BI
[7080071621007] 595mm(L)x595mm(H)x295mm(D)x38mm(F)x1.0mm, Cabinet For Breeching Inlet 4 Way Recess, 'Sprinkler Breeching Inlet', Hairline, Spring Lock, 6mm Wire Glass, BS5041-5, Material : SS304 |  |  |  | 7080071621007 | 0308991021001 | 1.0000 | nos. |  | 1.2.1 EG Cabinet/ Frame&Door Complete- BI
[7080071621007] 595mm(L)x595mm(H)x295mm(D)x38mm(F)x1.0mm, Cabinet For Breeching Inlet 4 Way Recess, 'Sprinkler Breeching Inlet', Hairline, Spring Lock, 6mm Wire Glass, BS5041-5, Material : SS304 |  |  |  | 7080071621007 | 0307390000000 | 1.0000 | nos. |  | 1.2.1 EG Cabinet/ Frame&Door Complete- BI
[7080071623003] 550mm (L) x 560mm (H) x 295mm (D), Frame 40mm , Cabinet For 4 Way Breeching Inlet (BS 5041-5)- Recess, Red Colour c/w Spring Lock, 6mm Wire Glass, Door Opening From Right To Left. Material : 1.5mm EG.Wording : "Breeching Inlet To Sprinkler System" In White Colour. |  |  |  | 7080071623003 | 0304940000000 | 1.0000 | nos. |  | 1.2.1 EG Cabinet/ Frame&Door Complete- BI
[7080071623003] 550mm (L) x 560mm (H) x 295mm (D), Frame 40mm , Cabinet For 4 Way Breeching Inlet (BS 5041-5)- Recess, Red Colour c/w Spring Lock, 6mm Wire Glass, Door Opening From Right To Left. Material : 1.5mm EG.Wording : "Breeching Inlet To Sprinkler System" In White Colour. |  |  |  | 7080071623003 | 0303090000000 | 6.0000 | nos. |  | 1.2.1 EG Cabinet/ Frame&Door Complete- BI
[7080071623003] 550mm (L) x 560mm (H) x 295mm (D), Frame 40mm , Cabinet For 4 Way Breeching Inlet (BS 5041-5)- Recess, Red Colour c/w Spring Lock, 6mm Wire Glass, Door Opening From Right To Left. Material : 1.5mm EG.Wording : "Breeching Inlet To Sprinkler System" In White Colour. |  |  |  | 7080071623003 | 0304820000000 | 6.0000 | nos. |  | 1.2.1 EG Cabinet/ Frame&Door Complete- BI
[7080071623003] 550mm (L) x 560mm (H) x 295mm (D), Frame 40mm , Cabinet For 4 Way Breeching Inlet (BS 5041-5)- Recess, Red Colour c/w Spring Lock, 6mm Wire Glass, Door Opening From Right To Left. Material : 1.5mm EG.Wording : "Breeching Inlet To Sprinkler System" In White Colour. |  |  |  | 7080071623003 | 0307390000000 | 1.0000 | nos. |  | 1.2.1 EG Cabinet/ Frame&Door Complete- BI
[7080071623003] 550mm (L) x 560mm (H) x 295mm (D), Frame 40mm , Cabinet For 4 Way Breeching Inlet (BS 5041-5)- Recess, Red Colour c/w Spring Lock, 6mm Wire Glass, Door Opening From Right To Left. Material : 1.5mm EG.Wording : "Breeching Inlet To Sprinkler System" In White Colour. |  |  |  | 7080071623003 | 0308991023002 | 1.0000 | nos. |  | 1.2.1 EG Cabinet/ Frame&Door Complete- BI
[7080071624002] 595mm(L)x595mm(H)x295mm(D)x38mm(F)x1.0mm, Cabinet For Breeching Inlet 4 Way Recess, 'Hydrant Breeching Inlet', Hairline, Spring Lock, 6mm Wire Glass, BS5041-5, Material : SS316 |  |  |  | 7080071624002 | 0307390000000 | 1.0000 | nos. |  | 1.2.1 EG Cabinet/ Frame&Door Complete- BI
[7080071624002] 595mm(L)x595mm(H)x295mm(D)x38mm(F)x1.0mm, Cabinet For Breeching Inlet 4 Way Recess, 'Hydrant Breeching Inlet', Hairline, Spring Lock, 6mm Wire Glass, BS5041-5, Material : SS316 |  |  |  | 7080071624002 | 0304810000000 | 6.0000 | nos. |  | 1.2.1 EG Cabinet/ Frame&Door Complete- BI
[7080071624002] 595mm(L)x595mm(H)x295mm(D)x38mm(F)x1.0mm, Cabinet For Breeching Inlet 4 Way Recess, 'Hydrant Breeching Inlet', Hairline, Spring Lock, 6mm Wire Glass, BS5041-5, Material : SS316 |  |  |  | 7080071624002 | 0305000200000 | 1.0000 | nos. |  | 1.2.1 EG Cabinet/ Frame&Door Complete- BI
[7080071624002] 595mm(L)x595mm(H)x295mm(D)x38mm(F)x1.0mm, Cabinet For Breeching Inlet 4 Way Recess, 'Hydrant Breeching Inlet', Hairline, Spring Lock, 6mm Wire Glass, BS5041-5, Material : SS316 |  |  |  | 7080071624002 | 0303090100000 | 6.0000 | nos. |  | 1.2.1 EG Cabinet/ Frame&Door Complete- BI
[7080071624002] 595mm(L)x595mm(H)x295mm(D)x38mm(F)x1.0mm, Cabinet For Breeching Inlet 4 Way Recess, 'Hydrant Breeching Inlet', Hairline, Spring Lock, 6mm Wire Glass, BS5041-5, Material : SS316 |  |  |  | 7080071624002 | 0308991024001 | 1.0000 | nos. |  | 1.2.1 EG Cabinet/ Frame&Door Complete- BI
[7080071624003] 595mm(L)x595mm(H)x295mm(D)x38mm(F)x1.0mm, Cabinet For Breeching Inlet 4 Way Recess, 'Sprinkler Breeching Inlet', Hairline, Spring Lock, 6mm Wire Glass, BS5041-5, Material : SS316 |  |  |  | 7080071624003 | 0304810000000 | 6.0000 | nos. |  | 1.2.1 EG Cabinet/ Frame&Door Complete- BI
[7080071624003] 595mm(L)x595mm(H)x295mm(D)x38mm(F)x1.0mm, Cabinet For Breeching Inlet 4 Way Recess, 'Sprinkler Breeching Inlet', Hairline, Spring Lock, 6mm Wire Glass, BS5041-5, Material : SS316 |  |  |  | 7080071624003 | 0303090100000 | 6.0000 | nos. |  | 1.2.1 EG Cabinet/ Frame&Door Complete- BI
[7080071624003] 595mm(L)x595mm(H)x295mm(D)x38mm(F)x1.0mm, Cabinet For Breeching Inlet 4 Way Recess, 'Sprinkler Breeching Inlet', Hairline, Spring Lock, 6mm Wire Glass, BS5041-5, Material : SS316 |  |  |  | 7080071624003 | 0308991021002 | 1.0000 | nos. |  | 1.2.1 EG Cabinet/ Frame&Door Complete- BI
[7080071624003] 595mm(L)x595mm(H)x295mm(D)x38mm(F)x1.0mm, Cabinet For Breeching Inlet 4 Way Recess, 'Sprinkler Breeching Inlet', Hairline, Spring Lock, 6mm Wire Glass, BS5041-5, Material : SS316 |  |  |  | 7080071624003 | 0305000200000 | 1.0000 | nos. |  | 1.2.1 EG Cabinet/ Frame&Door Complete- BI
[7080071624003] 595mm(L)x595mm(H)x295mm(D)x38mm(F)x1.0mm, Cabinet For Breeching Inlet 4 Way Recess, 'Sprinkler Breeching Inlet', Hairline, Spring Lock, 6mm Wire Glass, BS5041-5, Material : SS316 |  |  |  | 7080071624003 | 0307390000000 | 1.0000 | nos. |  | 1.2.1 EG Cabinet/ Frame&Door Complete- BI
[7080071624006] 588mm(L)x587mm(H)x20mm(D)x1.5mm, 4 Way Recess Breeching Inlet Cabinet Door Only, Finishing Red Colour, Spring Lock, 6mm Wire Glass, Standard Hinges, "Sprinkler Breeching Inlet" In White Colour. |  |  |  | 7080071624006 | 0308991024006 | 1.0000 | nos. |  | 1.2.1 EG Cabinet/ Frame&Door Complete- BI
[7080071624006] 588mm(L)x587mm(H)x20mm(D)x1.5mm, 4 Way Recess Breeching Inlet Cabinet Door Only, Finishing Red Colour, Spring Lock, 6mm Wire Glass, Standard Hinges, "Sprinkler Breeching Inlet" In White Colour. |  |  |  | 7080071624006 | 0303090000000 | 6.0000 | nos. |  | 1.2.1 EG Cabinet/ Frame&Door Complete- BI
[7080071624006] 588mm(L)x587mm(H)x20mm(D)x1.5mm, 4 Way Recess Breeching Inlet Cabinet Door Only, Finishing Red Colour, Spring Lock, 6mm Wire Glass, Standard Hinges, "Sprinkler Breeching Inlet" In White Colour. |  |  |  | 7080071624006 | 0307390000000 | 1.0000 | nos. |  | 1.2.1 EG Cabinet/ Frame&Door Complete- BI
[7080071624006] 588mm(L)x587mm(H)x20mm(D)x1.5mm, 4 Way Recess Breeching Inlet Cabinet Door Only, Finishing Red Colour, Spring Lock, 6mm Wire Glass, Standard Hinges, "Sprinkler Breeching Inlet" In White Colour. |  |  |  | 7080071624006 | 0305000200000 | 1.0000 | nos. |  | 1.2.1 EG Cabinet/ Frame&Door Complete- BI
[7080071624006] 588mm(L)x587mm(H)x20mm(D)x1.5mm, 4 Way Recess Breeching Inlet Cabinet Door Only, Finishing Red Colour, Spring Lock, 6mm Wire Glass, Standard Hinges, "Sprinkler Breeching Inlet" In White Colour. |  |  |  | 7080071624006 | 0304820000000 | 6.0000 | nos. |  | 1.2.1 EG Cabinet/ Frame&Door Complete- BI
[7080071625004] 588mm(L)x588mm(H)x20mm(D)x1.5mm, 4 Way Recess Breeching Inlet Cabinet Door Only, Finishing Red Colour, Spring Lock, 6mm Wire Glass, "Wet Riser Breeching Inlet" In White Colour, Standard Hinges (Separate). |  |  |  | 7080071625004 | 0304820000000 | 6.0000 | nos.
[7080071625004] 588mm(L)x588mm(H)x20mm(D)x1.5mm, 4 Way Recess Breeching Inlet Cabinet Door Only, Finishing Red Colour, Spring Lock, 6mm Wire Glass, "Wet Riser Breeching Inlet" In White Colour, Standard Hinges (Separate). |  |  |  | 7080071625004 | 0305000200000 | 1.0000 | nos.
[7080071625004] 588mm(L)x588mm(H)x20mm(D)x1.5mm, 4 Way Recess Breeching Inlet Cabinet Door Only, Finishing Red Colour, Spring Lock, 6mm Wire Glass, "Wet Riser Breeching Inlet" In White Colour, Standard Hinges (Separate). |  |  |  | 7080071625004 | 0303090000000 | 6.0000 | nos.
[7080071625004] 588mm(L)x588mm(H)x20mm(D)x1.5mm, 4 Way Recess Breeching Inlet Cabinet Door Only, Finishing Red Colour, Spring Lock, 6mm Wire Glass, "Wet Riser Breeching Inlet" In White Colour, Standard Hinges (Separate). |  |  |  | 7080071625004 | 0307390000000 | 1.0000 | nos.
[7080071625004] 588mm(L)x588mm(H)x20mm(D)x1.5mm, 4 Way Recess Breeching Inlet Cabinet Door Only, Finishing Red Colour, Spring Lock, 6mm Wire Glass, "Wet Riser Breeching Inlet" In White Colour, Standard Hinges (Separate). |  |  |  | 7080071625004 | 0308991025002 | 1.0000 | nos.
[7080071625005] 570mm(L)X570mm(H)X290mm(D)X1.5mm, Cabinet For Breeching Inlet 4 Way Recess, "Dry Riser Breeching Inlet", Red Colour, Spring Lock, 6mm Wire Glass, BS5041-5, Material : EG |  |  |  | 7080071625005 | 0304820000000 | 6.0000 | nos.
[7080071625005] 570mm(L)X570mm(H)X290mm(D)X1.5mm, Cabinet For Breeching Inlet 4 Way Recess, "Dry Riser Breeching Inlet", Red Colour, Spring Lock, 6mm Wire Glass, BS5041-5, Material : EG |  |  |  | 7080071625005 | 0307390000000 | 1.0000 | nos.
[7080071625005] 570mm(L)X570mm(H)X290mm(D)X1.5mm, Cabinet For Breeching Inlet 4 Way Recess, "Dry Riser Breeching Inlet", Red Colour, Spring Lock, 6mm Wire Glass, BS5041-5, Material : EG |  |  |  | 7080071625005 | 0308991025003 | 1.0000 | nos.
[7080071625005] 570mm(L)X570mm(H)X290mm(D)X1.5mm, Cabinet For Breeching Inlet 4 Way Recess, "Dry Riser Breeching Inlet", Red Colour, Spring Lock, 6mm Wire Glass, BS5041-5, Material : EG |  |  |  | 7080071625005 | 0304940000000 | 1.0000 | nos.
[7080071625005] 570mm(L)X570mm(H)X290mm(D)X1.5mm, Cabinet For Breeching Inlet 4 Way Recess, "Dry Riser Breeching Inlet", Red Colour, Spring Lock, 6mm Wire Glass, BS5041-5, Material : EG |  |  |  | 7080071625005 | 0303090000000 | 6.0000 | nos.
[7080071625006] 595mm(L)x595mm(H)x295mm(D)x38mm(F)x1.0mm, Cabinet For Breeching Inlet 4 Way Recess, Hairline, Spring Lock, 6mm Wire Glass, BS5041-5, Material : SS316Wording 1: WR/SPK TANK BREECHING INLET, Wording 2: HYDRANT TANK BREECHING INLET, Wording 3: SPK CONTROL VALVE BREECHING INLET. |  |  |  | 7080071625006 | 0305000200000 | 1.0000 | nos.
[7080071625006] 595mm(L)x595mm(H)x295mm(D)x38mm(F)x1.0mm, Cabinet For Breeching Inlet 4 Way Recess, Hairline, Spring Lock, 6mm Wire Glass, BS5041-5, Material : SS316Wording 1: WR/SPK TANK BREECHING INLET, Wording 2: HYDRANT TANK BREECHING INLET, Wording 3: SPK CONTROL VALVE BREECHING INLET. |  |  |  | 7080071625006 | 0307390000000 | 1.0000 | nos.
[7080071625006] 595mm(L)x595mm(H)x295mm(D)x38mm(F)x1.0mm, Cabinet For Breeching Inlet 4 Way Recess, Hairline, Spring Lock, 6mm Wire Glass, BS5041-5, Material : SS316Wording 1: WR/SPK TANK BREECHING INLET, Wording 2: HYDRANT TANK BREECHING INLET, Wording 3: SPK CONTROL VALVE BREECHING INLET. |  |  |  | 7080071625006 | 0308991021002 | 1.0000 | nos.
[7080071625006] 595mm(L)x595mm(H)x295mm(D)x38mm(F)x1.0mm, Cabinet For Breeching Inlet 4 Way Recess, Hairline, Spring Lock, 6mm Wire Glass, BS5041-5, Material : SS316Wording 1: WR/SPK TANK BREECHING INLET, Wording 2: HYDRANT TANK BREECHING INLET, Wording 3: SPK CONTROL VALVE BREECHING INLET. |  |  |  | 7080071625006 | 0304810000000 | 6.0000 | nos.
[7080071625006] 595mm(L)x595mm(H)x295mm(D)x38mm(F)x1.0mm, Cabinet For Breeching Inlet 4 Way Recess, Hairline, Spring Lock, 6mm Wire Glass, BS5041-5, Material : SS316Wording 1: WR/SPK TANK BREECHING INLET, Wording 2: HYDRANT TANK BREECHING INLET, Wording 3: SPK CONTROL VALVE BREECHING INLET. |  |  |  | 7080071625006 | 0303090100000 | 6.0000 | nos.
[7080080100000] Cabinet For Single Fire Hose - Wall Mounted, Non Weather Proof, Hairline Finish c/w Spring Lock, 5mm Plain Viewing Glass, 650mm (W) x 608mm (H) x 250mm (D), Material : 1.0mm SS304 |  |  |  | 7080080100000 | 0308010400000 | 1.0000 | nos. |  | 1.4.4 SS Cabinet/Cradle Complete - FH
[7080080100000] Cabinet For Single Fire Hose - Wall Mounted, Non Weather Proof, Hairline Finish c/w Spring Lock, 5mm Plain Viewing Glass, 650mm (W) x 608mm (H) x 250mm (D), Material : 1.0mm SS304 |  |  |  | 7080080100000 | 0307390000000 | 1.0000 | nos. |  | 1.4.4 SS Cabinet/Cradle Complete - FH
[7080080100000] Cabinet For Single Fire Hose - Wall Mounted, Non Weather Proof, Hairline Finish c/w Spring Lock, 5mm Plain Viewing Glass, 650mm (W) x 608mm (H) x 250mm (D), Material : 1.0mm SS304 |  |  |  | 7080080100000 | 0304990000000 | 1.0000 | nos. |  | 1.4.4 SS Cabinet/Cradle Complete - FH
[7080080100000] Cabinet For Single Fire Hose - Wall Mounted, Non Weather Proof, Hairline Finish c/w Spring Lock, 5mm Plain Viewing Glass, 650mm (W) x 608mm (H) x 250mm (D), Material : 1.0mm SS304 |  |  |  | 7080080100000 | 0303090100000 | 6.0000 | nos. |  | 1.4.4 SS Cabinet/Cradle Complete - FH
[7080080100000] Cabinet For Single Fire Hose - Wall Mounted, Non Weather Proof, Hairline Finish c/w Spring Lock, 5mm Plain Viewing Glass, 650mm (W) x 608mm (H) x 250mm (D), Material : 1.0mm SS304 |  |  |  | 7080080100000 | 0304810000000 | 6.0000 | nos. |  | 1.4.4 SS Cabinet/Cradle Complete - FH
[7080080200000] 650mm(W) x 608mm(H) x 250mm(D) x 1.0mm - Cabinet For Single Fire Hose, Wall Mounted, Non Weather Proof, Hairline Finish c/w Spring Lock, 5mm Plain Viewing Glass, Material: SS316 |  |  |  | 7080080200000 | 0303090200000 | 6.0000 | nos. |  | 1.4.4 SS Cabinet/Cradle Complete - FH
[7080080200000] 650mm(W) x 608mm(H) x 250mm(D) x 1.0mm - Cabinet For Single Fire Hose, Wall Mounted, Non Weather Proof, Hairline Finish c/w Spring Lock, 5mm Plain Viewing Glass, Material: SS316 |  |  |  | 7080080200000 | 0304810000000 | 6.0000 | nos. |  | 1.4.4 SS Cabinet/Cradle Complete - FH
[7080080200000] 650mm(W) x 608mm(H) x 250mm(D) x 1.0mm - Cabinet For Single Fire Hose, Wall Mounted, Non Weather Proof, Hairline Finish c/w Spring Lock, 5mm Plain Viewing Glass, Material: SS316 |  |  |  | 7080080200000 | 0304990000000 | 1.0000 | nos. |  | 1.4.4 SS Cabinet/Cradle Complete - FH
[7080080200000] 650mm(W) x 608mm(H) x 250mm(D) x 1.0mm - Cabinet For Single Fire Hose, Wall Mounted, Non Weather Proof, Hairline Finish c/w Spring Lock, 5mm Plain Viewing Glass, Material: SS316 |  |  |  | 7080080200000 | 0308010600000 | 1.0000 | nos. |  | 1.4.4 SS Cabinet/Cradle Complete - FH
[7080080200000] 650mm(W) x 608mm(H) x 250mm(D) x 1.0mm - Cabinet For Single Fire Hose, Wall Mounted, Non Weather Proof, Hairline Finish c/w Spring Lock, 5mm Plain Viewing Glass, Material: SS316 |  |  |  | 7080080200000 | 0307390000000 | 1.0000 | nos. |  | 1.4.4 SS Cabinet/Cradle Complete - FH
[7080080400000] Cabinet For Single Fire Hose - Wall Mounted, Weather Proof, Red Colour c/w Spring Lock, U-Rubber At All Glass, Plain Viewing Glass, 650mm (W) x 680mm (H) x 250mm (D), Material : 1.2mm EG |  |  |  | 7080080400000 | 0304990000000 | 1.0000 | nos. |  | 1.2.4 EG Cabinet/Cradle Complete - FH
[7080080400000] Cabinet For Single Fire Hose - Wall Mounted, Weather Proof, Red Colour c/w Spring Lock, U-Rubber At All Glass, Plain Viewing Glass, 650mm (W) x 680mm (H) x 250mm (D), Material : 1.2mm EG |  |  |  | 7080080400000 | 0307390000000 | 1.0000 | nos. |  | 1.2.4 EG Cabinet/Cradle Complete - FH
[7080080400000] Cabinet For Single Fire Hose - Wall Mounted, Weather Proof, Red Colour c/w Spring Lock, U-Rubber At All Glass, Plain Viewing Glass, 650mm (W) x 680mm (H) x 250mm (D), Material : 1.2mm EG |  |  |  | 7080080400000 | 0303090000000 | 6.0000 | nos. |  | 1.2.4 EG Cabinet/Cradle Complete - FH
[7080080400000] Cabinet For Single Fire Hose - Wall Mounted, Weather Proof, Red Colour c/w Spring Lock, U-Rubber At All Glass, Plain Viewing Glass, 650mm (W) x 680mm (H) x 250mm (D), Material : 1.2mm EG |  |  |  | 7080080400000 | 0305470000000 | 0.0100 | coil |  | 1.2.4 EG Cabinet/Cradle Complete - FH
[7080080400000] Cabinet For Single Fire Hose - Wall Mounted, Weather Proof, Red Colour c/w Spring Lock, U-Rubber At All Glass, Plain Viewing Glass, 650mm (W) x 680mm (H) x 250mm (D), Material : 1.2mm EG |  |  |  | 7080080400000 | 0304820000000 | 6.0000 | nos. |  | 1.2.4 EG Cabinet/Cradle Complete - FH
[7080080400000] Cabinet For Single Fire Hose - Wall Mounted, Weather Proof, Red Colour c/w Spring Lock, U-Rubber At All Glass, Plain Viewing Glass, 650mm (W) x 680mm (H) x 250mm (D), Material : 1.2mm EG |  |  |  | 7080080400000 | 0308073300000 | 1.0000 | nos. |  | 1.2.4 EG Cabinet/Cradle Complete - FH
[7080080500000] Cabinet For Single Fire Hose - Wall Mounted, Weather Proof, Hairline Finish c/w Spring Lock, U-Rubber At All Glass, Plain Viewing Glass, 650mm (W) x 680mm (H) x 250mm (D), Material : 1.0mm SS316 |  |  |  | 7080080500000 | 0304990000000 | 1.0000 | nos. |  | 1.4.4 SS Cabinet/Cradle Complete - FH
[7080080500000] Cabinet For Single Fire Hose - Wall Mounted, Weather Proof, Hairline Finish c/w Spring Lock, U-Rubber At All Glass, Plain Viewing Glass, 650mm (W) x 680mm (H) x 250mm (D), Material : 1.0mm SS316 |  |  |  | 7080080500000 | 0304810000000 | 6.0000 | nos. |  | 1.4.4 SS Cabinet/Cradle Complete - FH
[7080080500000] Cabinet For Single Fire Hose - Wall Mounted, Weather Proof, Hairline Finish c/w Spring Lock, U-Rubber At All Glass, Plain Viewing Glass, 650mm (W) x 680mm (H) x 250mm (D), Material : 1.0mm SS316 |  |  |  | 7080080500000 | 0307390000000 | 1.0000 | nos. |  | 1.4.4 SS Cabinet/Cradle Complete - FH
[7080080500000] Cabinet For Single Fire Hose - Wall Mounted, Weather Proof, Hairline Finish c/w Spring Lock, U-Rubber At All Glass, Plain Viewing Glass, 650mm (W) x 680mm (H) x 250mm (D), Material : 1.0mm SS316 |  |  |  | 7080080500000 | 0308073400000 | 1.0000 | nos. |  | 1.4.4 SS Cabinet/Cradle Complete - FH
[7080080500000] Cabinet For Single Fire Hose - Wall Mounted, Weather Proof, Hairline Finish c/w Spring Lock, U-Rubber At All Glass, Plain Viewing Glass, 650mm (W) x 680mm (H) x 250mm (D), Material : 1.0mm SS316 |  |  |  | 7080080500000 | 0305470000000 | 0.0100 | coil |  | 1.4.4 SS Cabinet/Cradle Complete - FH
[7080080500000] Cabinet For Single Fire Hose - Wall Mounted, Weather Proof, Hairline Finish c/w Spring Lock, U-Rubber At All Glass, Plain Viewing Glass, 650mm (W) x 680mm (H) x 250mm (D), Material : 1.0mm SS316 |  |  |  | 7080080500000 | 0303090100000 | 6.0000 | nos. |  | 1.4.4 SS Cabinet/Cradle Complete - FH
[7080081600000] Cabinet For Single Fire Hose - Wall Mounted, Weather Proof, Hairline Finish c/w Spring Lock, U-Rubber At All Glass, Plain Viewing Glass, 650mm (W) x 680mm (H) x 250mm (D), Material : 1.0mm SS304 |  |  |  | 7080081600000 | 0304990000000 | 1.0000 | nos. |  | 1.4.4 SS Cabinet/Cradle Complete - FH
[7080081600000] Cabinet For Single Fire Hose - Wall Mounted, Weather Proof, Hairline Finish c/w Spring Lock, U-Rubber At All Glass, Plain Viewing Glass, 650mm (W) x 680mm (H) x 250mm (D), Material : 1.0mm SS304 |  |  |  | 7080081600000 | 0305470000000 | 0.0100 | coil |  | 1.4.4 SS Cabinet/Cradle Complete - FH
[7080081600000] Cabinet For Single Fire Hose - Wall Mounted, Weather Proof, Hairline Finish c/w Spring Lock, U-Rubber At All Glass, Plain Viewing Glass, 650mm (W) x 680mm (H) x 250mm (D), Material : 1.0mm SS304 |  |  |  | 7080081600000 | 0304810000000 | 6.0000 | nos. |  | 1.4.4 SS Cabinet/Cradle Complete - FH
[7080081600000] Cabinet For Single Fire Hose - Wall Mounted, Weather Proof, Hairline Finish c/w Spring Lock, U-Rubber At All Glass, Plain Viewing Glass, 650mm (W) x 680mm (H) x 250mm (D), Material : 1.0mm SS304 |  |  |  | 7080081600000 | 0308073419001 | 1.0000 | nos. |  | 1.4.4 SS Cabinet/Cradle Complete - FH
[7080081600000] Cabinet For Single Fire Hose - Wall Mounted, Weather Proof, Hairline Finish c/w Spring Lock, U-Rubber At All Glass, Plain Viewing Glass, 650mm (W) x 680mm (H) x 250mm (D), Material : 1.0mm SS304 |  |  |  | 7080081600000 | 0303090100000 | 6.0000 | nos. |  | 1.4.4 SS Cabinet/Cradle Complete - FH
[7080081600000] Cabinet For Single Fire Hose - Wall Mounted, Weather Proof, Hairline Finish c/w Spring Lock, U-Rubber At All Glass, Plain Viewing Glass, 650mm (W) x 680mm (H) x 250mm (D), Material : 1.0mm SS304 |  |  |  | 7080081600000 | 0307390000000 | 1.0000 | nos. |  | 1.4.4 SS Cabinet/Cradle Complete - FH
[7080082200000] Cabinet For Single Fire Hose - Wall Mounted, Non Weather Proof, Red Colour c/w Spring Lock, 5mm Plain Viewing Glass, 650mm (W) x 608mm (H) x 250mm (D), Material : 1.2mm EG |  |  |  | 7080082200000 | 0304990000000 | 1.0000 | nos. |  | 1.2.4 EG Cabinet/Cradle Complete - FH
[7080082200000] Cabinet For Single Fire Hose - Wall Mounted, Non Weather Proof, Red Colour c/w Spring Lock, 5mm Plain Viewing Glass, 650mm (W) x 608mm (H) x 250mm (D), Material : 1.2mm EG |  |  |  | 7080082200000 | 0304820000000 | 6.0000 | nos. |  | 1.2.4 EG Cabinet/Cradle Complete - FH
[7080082200000] Cabinet For Single Fire Hose - Wall Mounted, Non Weather Proof, Red Colour c/w Spring Lock, 5mm Plain Viewing Glass, 650mm (W) x 608mm (H) x 250mm (D), Material : 1.2mm EG |  |  |  | 7080082200000 | 0308010000000 | 1.0000 | nos. |  | 1.2.4 EG Cabinet/Cradle Complete - FH
[7080082200000] Cabinet For Single Fire Hose - Wall Mounted, Non Weather Proof, Red Colour c/w Spring Lock, 5mm Plain Viewing Glass, 650mm (W) x 608mm (H) x 250mm (D), Material : 1.2mm EG |  |  |  | 7080082200000 | 0303090000000 | 6.0000 | nos. |  | 1.2.4 EG Cabinet/Cradle Complete - FH
[7080082200000] Cabinet For Single Fire Hose - Wall Mounted, Non Weather Proof, Red Colour c/w Spring Lock, 5mm Plain Viewing Glass, 650mm (W) x 608mm (H) x 250mm (D), Material : 1.2mm EG |  |  |  | 7080082200000 | 0307390000000 | 1.0000 | nos. |  | 1.2.4 EG Cabinet/Cradle Complete - FH
[7080082223001] Recess Type Fire Fighting Locker (Type A), Double Door Cabinet, W 650mm x H 650mm x D 280mm x Frame 20mm x Thickness 1.2 mm,Non Lockable Stainless Steel Cylindrical Lock, Material: Mild Steel, Colour: Red (RAL 3001), White Colour Arial Narrow Bold Wording: COMBATE A INCÊNDIO COM ÁGUA |  |  |  | 7080082223001 | 0311101500000 | 2.0000 | nos. |  | 1.2.4 EG Cabinet/Cradle Complete - FH
[7080082223001] Recess Type Fire Fighting Locker (Type A), Double Door Cabinet, W 650mm x H 650mm x D 280mm x Frame 20mm x Thickness 1.2 mm,Non Lockable Stainless Steel Cylindrical Lock, Material: Mild Steel, Colour: Red (RAL 3001), White Colour Arial Narrow Bold Wording: COMBATE A INCÊNDIO COM ÁGUA |  |  |  | 7080082223001 | 0308010024001 | 1.0000 | nos. |  | 1.2.4 EG Cabinet/Cradle Complete - FH
[7080082224002] Cabinet For Life Jacket Storage Box - 2 Layers Marine Paint Orange Colour (RAL 2008), c/w 2 Toggle Latch Lock, 1200mm (W) x 700mm (H) x 1000mm (D), Material: EG2.0mm |  |  |  | 7080082224002 | 0317330300000 | 9.0000 | nos.
[7080082224002] Cabinet For Life Jacket Storage Box - 2 Layers Marine Paint Orange Colour (RAL 2008), c/w 2 Toggle Latch Lock, 1200mm (W) x 700mm (H) x 1000mm (D), Material: EG2.0mm |  |  |  | 7080082224002 | 0323810600000 | 4.0000 | set
[7080082224002] Cabinet For Life Jacket Storage Box - 2 Layers Marine Paint Orange Colour (RAL 2008), c/w 2 Toggle Latch Lock, 1200mm (W) x 700mm (H) x 1000mm (D), Material: EG2.0mm |  |  |  | 7080082224002 | 0317420500000 | 8.0000 | nos.
[7080082224002] Cabinet For Life Jacket Storage Box - 2 Layers Marine Paint Orange Colour (RAL 2008), c/w 2 Toggle Latch Lock, 1200mm (W) x 700mm (H) x 1000mm (D), Material: EG2.0mm |  |  |  | 7080082224002 | 0305426200000 | 2.0000 | nos.
[7080082224002] Cabinet For Life Jacket Storage Box - 2 Layers Marine Paint Orange Colour (RAL 2008), c/w 2 Toggle Latch Lock, 1200mm (W) x 700mm (H) x 1000mm (D), Material: EG2.0mm |  |  |  | 7080082224002 | 0308010024003 | 1.0000 | nos.
[7080082224002] Cabinet For Life Jacket Storage Box - 2 Layers Marine Paint Orange Colour (RAL 2008), c/w 2 Toggle Latch Lock, 1200mm (W) x 700mm (H) x 1000mm (D), Material: EG2.0mm |  |  |  | 7080082224002 | 0300170300000 | 4.0000 | nos.
[7080082224002] Cabinet For Life Jacket Storage Box - 2 Layers Marine Paint Orange Colour (RAL 2008), c/w 2 Toggle Latch Lock, 1200mm (W) x 700mm (H) x 1000mm (D), Material: EG2.0mm |  |  |  | 7080082224002 | 0311080200000 | 9.0000 | pcs
[7080082224002] Cabinet For Life Jacket Storage Box - 2 Layers Marine Paint Orange Colour (RAL 2008), c/w 2 Toggle Latch Lock, 1200mm (W) x 700mm (H) x 1000mm (D), Material: EG2.0mm |  |  |  | 7080082224002 | 0314250300000 | 2.0000 | nos.
[7080082224002] Cabinet For Life Jacket Storage Box - 2 Layers Marine Paint Orange Colour (RAL 2008), c/w 2 Toggle Latch Lock, 1200mm (W) x 700mm (H) x 1000mm (D), Material: EG2.0mm |  |  |  | 7080082224002 | 0317420300000 | 18.0000 | nos.
[7080082400000] Cabinet For Single Fire Hose (Fire Code 2018) - Wall Mounted, Non-Weather Proof, Hairline Finish c/w Spring Lock, 4mm Tempered Viewing Glass, 690mm (W) x 640mm (H) x 250mm (D), Material : 1.0mm SS304 |  |  |  | 7080082400000 | 0308136800000 | 1.0000 | nos. |  | 1.4.4 SS Cabinet/Cradle Complete - FH
[7080082400000] Cabinet For Single Fire Hose (Fire Code 2018) - Wall Mounted, Non-Weather Proof, Hairline Finish c/w Spring Lock, 4mm Tempered Viewing Glass, 690mm (W) x 640mm (H) x 250mm (D), Material : 1.0mm SS304 |  |  |  | 7080082400000 | 0303090100000 | 6.0000 | nos. |  | 1.4.4 SS Cabinet/Cradle Complete - FH
[7080082400000] Cabinet For Single Fire Hose (Fire Code 2018) - Wall Mounted, Non-Weather Proof, Hairline Finish c/w Spring Lock, 4mm Tempered Viewing Glass, 690mm (W) x 640mm (H) x 250mm (D), Material : 1.0mm SS304 |  |  |  | 7080082400000 | 0305040300000 | 1.0000 | nos. |  | 1.4.4 SS Cabinet/Cradle Complete - FH
[7080082400000] Cabinet For Single Fire Hose (Fire Code 2018) - Wall Mounted, Non-Weather Proof, Hairline Finish c/w Spring Lock, 4mm Tempered Viewing Glass, 690mm (W) x 640mm (H) x 250mm (D), Material : 1.0mm SS304 |  |  |  | 7080082400000 | 0307390000000 | 1.0000 | nos. |  | 1.4.4 SS Cabinet/Cradle Complete - FH
[7080082400000] Cabinet For Single Fire Hose (Fire Code 2018) - Wall Mounted, Non-Weather Proof, Hairline Finish c/w Spring Lock, 4mm Tempered Viewing Glass, 690mm (W) x 640mm (H) x 250mm (D), Material : 1.0mm SS304 |  |  |  | 7080082400000 | 0304810000000 | 6.0000 | nos. |  | 1.4.4 SS Cabinet/Cradle Complete - FH
[7080082420001] 690Mm(L)X640Mm(H)X250Mm(D)X1.0Mm,Cabinet For Fire Hose, Single,Wall Mounted, Non Weather Proof,Hairline Finish,Spring Lock,4 Mm Tempered Viewing Glass,Material : Ss316, |  |  |  | 7080082420001 | 0305040300000 | 1.0000 | nos. |  | 1.4.4 SS Cabinet/Cradle Complete - FH
[7080082420001] 690Mm(L)X640Mm(H)X250Mm(D)X1.0Mm,Cabinet For Fire Hose, Single,Wall Mounted, Non Weather Proof,Hairline Finish,Spring Lock,4 Mm Tempered Viewing Glass,Material : Ss316, |  |  |  | 7080082420001 | 0308136820001 | 1.0000 | nos. |  | 1.4.4 SS Cabinet/Cradle Complete - FH
[7080082420001] 690Mm(L)X640Mm(H)X250Mm(D)X1.0Mm,Cabinet For Fire Hose, Single,Wall Mounted, Non Weather Proof,Hairline Finish,Spring Lock,4 Mm Tempered Viewing Glass,Material : Ss316, |  |  |  | 7080082420001 | 0307390000000 | 1.0000 | nos. |  | 1.4.4 SS Cabinet/Cradle Complete - FH
[7080082420001] 690Mm(L)X640Mm(H)X250Mm(D)X1.0Mm,Cabinet For Fire Hose, Single,Wall Mounted, Non Weather Proof,Hairline Finish,Spring Lock,4 Mm Tempered Viewing Glass,Material : Ss316, |  |  |  | 7080082420001 | 0304810000000 | 6.0000 | nos. |  | 1.4.4 SS Cabinet/Cradle Complete - FH
[7080082420001] 690Mm(L)X640Mm(H)X250Mm(D)X1.0Mm,Cabinet For Fire Hose, Single,Wall Mounted, Non Weather Proof,Hairline Finish,Spring Lock,4 Mm Tempered Viewing Glass,Material : Ss316, |  |  |  | 7080082420001 | 0303090100000 | 6.0000 | nos. |  | 1.4.4 SS Cabinet/Cradle Complete - FH
[7080082423001] 690Mm(L)X640Mm(H)X250Mm(D)X1.0Mm,,Cabinet For Fire Hose, Single, Wall Mounted, Non Weather Proof,Spring Lock,4 Mm Viewing Glass,Red Colour Powder Coating, Standard Wording in White, Material : Ss304. |  |  |  | 7080082423001 | 0304810000000 | 6.0000 | nos. |  | 1.4.4 SS Cabinet/Cradle Complete - FH
[7080082423001] 690Mm(L)X640Mm(H)X250Mm(D)X1.0Mm,,Cabinet For Fire Hose, Single, Wall Mounted, Non Weather Proof,Spring Lock,4 Mm Viewing Glass,Red Colour Powder Coating, Standard Wording in White, Material : Ss304. |  |  |  | 7080082423001 | 0303090100000 | 6.0000 | nos. |  | 1.4.4 SS Cabinet/Cradle Complete - FH
[7080082423001] 690Mm(L)X640Mm(H)X250Mm(D)X1.0Mm,,Cabinet For Fire Hose, Single, Wall Mounted, Non Weather Proof,Spring Lock,4 Mm Viewing Glass,Red Colour Powder Coating, Standard Wording in White, Material : Ss304. |  |  |  | 7080082423001 | 0305040300000 | 1.0000 | nos. |  | 1.4.4 SS Cabinet/Cradle Complete - FH
[7080082423001] 690Mm(L)X640Mm(H)X250Mm(D)X1.0Mm,,Cabinet For Fire Hose, Single, Wall Mounted, Non Weather Proof,Spring Lock,4 Mm Viewing Glass,Red Colour Powder Coating, Standard Wording in White, Material : Ss304. |  |  |  | 7080082423001 | 0308136823001 | 1.0000 | nos. |  | 1.4.4 SS Cabinet/Cradle Complete - FH
[7080082423001] 690Mm(L)X640Mm(H)X250Mm(D)X1.0Mm,,Cabinet For Fire Hose, Single, Wall Mounted, Non Weather Proof,Spring Lock,4 Mm Viewing Glass,Red Colour Powder Coating, Standard Wording in White, Material : Ss304. |  |  |  | 7080082423001 | 0307390000000 | 1.0000 | nos. |  | 1.4.4 SS Cabinet/Cradle Complete - FH
[7080082424001] 690Mm(L)X640Mm(H)X250Mm(D)X1.0Mm,Cabinet For Single Fire Hose, Wall Mounted, Non Weather Proof, Hairline Finish, Non-Lockable with Thumb Latch Knob, 4 Mm Tempered Viewing Glass, Material : Ss316 |  |  |  | 7080082424001 | 0308136824001 | 1.0000 | nos.
[7080082424001] 690Mm(L)X640Mm(H)X250Mm(D)X1.0Mm,Cabinet For Single Fire Hose, Wall Mounted, Non Weather Proof, Hairline Finish, Non-Lockable with Thumb Latch Knob, 4 Mm Tempered Viewing Glass, Material : Ss316 |  |  |  | 7080082424001 | 0303090100000 | 6.0000 | nos.
[7080082424001] 690Mm(L)X640Mm(H)X250Mm(D)X1.0Mm,Cabinet For Single Fire Hose, Wall Mounted, Non Weather Proof, Hairline Finish, Non-Lockable with Thumb Latch Knob, 4 Mm Tempered Viewing Glass, Material : Ss316 |  |  |  | 7080082424001 | 0305040300000 | 1.0000 | nos.
[7080082424001] 690Mm(L)X640Mm(H)X250Mm(D)X1.0Mm,Cabinet For Single Fire Hose, Wall Mounted, Non Weather Proof, Hairline Finish, Non-Lockable with Thumb Latch Knob, 4 Mm Tempered Viewing Glass, Material : Ss316 |  |  |  | 7080082424001 | 0304810000000 | 6.0000 | nos.
[7080082424001] 690Mm(L)X640Mm(H)X250Mm(D)X1.0Mm,Cabinet For Single Fire Hose, Wall Mounted, Non Weather Proof, Hairline Finish, Non-Lockable with Thumb Latch Knob, 4 Mm Tempered Viewing Glass, Material : Ss316 |  |  |  | 7080082424001 | 0303300000000 | 1.0000 | nos.
[7080082500000] Cabinet For Single Fire Hose (Fire Code 2018) - Wall Mounted, Weather Proof, Red Colour c/w Spring Lock, U-Rubber At All Glass, 4mm Tempered Viewing Glass, 690mm (W) x 715mm (H) x 250mm (D), Material : 1.2mm EG |  |  |  | 7080082500000 | 0304820000000 | 6.0000 | nos. |  | 1.2.4 EG Cabinet/Cradle Complete - FH
[7080082500000] Cabinet For Single Fire Hose (Fire Code 2018) - Wall Mounted, Weather Proof, Red Colour c/w Spring Lock, U-Rubber At All Glass, 4mm Tempered Viewing Glass, 690mm (W) x 715mm (H) x 250mm (D), Material : 1.2mm EG |  |  |  | 7080082500000 | 0308136900000 | 1.0000 | nos. |  | 1.2.4 EG Cabinet/Cradle Complete - FH
[7080082500000] Cabinet For Single Fire Hose (Fire Code 2018) - Wall Mounted, Weather Proof, Red Colour c/w Spring Lock, U-Rubber At All Glass, 4mm Tempered Viewing Glass, 690mm (W) x 715mm (H) x 250mm (D), Material : 1.2mm EG |  |  |  | 7080082500000 | 0305470000000 | 0.0100 | coil |  | 1.2.4 EG Cabinet/Cradle Complete - FH
[7080082500000] Cabinet For Single Fire Hose (Fire Code 2018) - Wall Mounted, Weather Proof, Red Colour c/w Spring Lock, U-Rubber At All Glass, 4mm Tempered Viewing Glass, 690mm (W) x 715mm (H) x 250mm (D), Material : 1.2mm EG |  |  |  | 7080082500000 | 0303090000000 | 6.0000 | nos. |  | 1.2.4 EG Cabinet/Cradle Complete - FH
[7080082500000] Cabinet For Single Fire Hose (Fire Code 2018) - Wall Mounted, Weather Proof, Red Colour c/w Spring Lock, U-Rubber At All Glass, 4mm Tempered Viewing Glass, 690mm (W) x 715mm (H) x 250mm (D), Material : 1.2mm EG |  |  |  | 7080082500000 | 0305040300000 | 1.0000 | nos. |  | 1.2.4 EG Cabinet/Cradle Complete - FH
[7080082500000] Cabinet For Single Fire Hose (Fire Code 2018) - Wall Mounted, Weather Proof, Red Colour c/w Spring Lock, U-Rubber At All Glass, 4mm Tempered Viewing Glass, 690mm (W) x 715mm (H) x 250mm (D), Material : 1.2mm EG |  |  |  | 7080082500000 | 0307390000000 | 1.0000 | nos. |  | 1.2.4 EG Cabinet/Cradle Complete - FH
[7080082600000] Cabinet For Single Fire Hose (Fire Code 2018) - Wall Mounted, Weather Proof, Hairline Finish c/w Spring Lock, U-Rubber At All Glass, 4mm Tempered Viewing Glass, 690mm (W) x 715mm (H) x 250mm (D), Material : 1.0mm SS316 |  |  |  | 7080082600000 | 0305470000000 | 0.0100 | coil |  | 1.4.4 SS Cabinet/Cradle Complete - FH
[7080082600000] Cabinet For Single Fire Hose (Fire Code 2018) - Wall Mounted, Weather Proof, Hairline Finish c/w Spring Lock, U-Rubber At All Glass, 4mm Tempered Viewing Glass, 690mm (W) x 715mm (H) x 250mm (D), Material : 1.0mm SS316 |  |  |  | 7080082600000 | 0304810000000 | 6.0000 | nos. |  | 1.4.4 SS Cabinet/Cradle Complete - FH
[7080082600000] Cabinet For Single Fire Hose (Fire Code 2018) - Wall Mounted, Weather Proof, Hairline Finish c/w Spring Lock, U-Rubber At All Glass, 4mm Tempered Viewing Glass, 690mm (W) x 715mm (H) x 250mm (D), Material : 1.0mm SS316 |  |  |  | 7080082600000 | 0308137000000 | 1.0000 | nos. |  | 1.4.4 SS Cabinet/Cradle Complete - FH
[7080082600000] Cabinet For Single Fire Hose (Fire Code 2018) - Wall Mounted, Weather Proof, Hairline Finish c/w Spring Lock, U-Rubber At All Glass, 4mm Tempered Viewing Glass, 690mm (W) x 715mm (H) x 250mm (D), Material : 1.0mm SS316 |  |  |  | 7080082600000 | 0305040300000 | 1.0000 | nos. |  | 1.4.4 SS Cabinet/Cradle Complete - FH
[7080082600000] Cabinet For Single Fire Hose (Fire Code 2018) - Wall Mounted, Weather Proof, Hairline Finish c/w Spring Lock, U-Rubber At All Glass, 4mm Tempered Viewing Glass, 690mm (W) x 715mm (H) x 250mm (D), Material : 1.0mm SS316 |  |  |  | 7080082600000 | 0307390000000 | 1.0000 | nos. |  | 1.4.4 SS Cabinet/Cradle Complete - FH
[7080082600000] Cabinet For Single Fire Hose (Fire Code 2018) - Wall Mounted, Weather Proof, Hairline Finish c/w Spring Lock, U-Rubber At All Glass, 4mm Tempered Viewing Glass, 690mm (W) x 715mm (H) x 250mm (D), Material : 1.0mm SS316 |  |  |  | 7080082600000 | 0303090100000 | 6.0000 | nos. |  | 1.4.4 SS Cabinet/Cradle Complete - FH
[7080082600001] Cabinet For Single Fire Hose (Fire Code 2018) - Wall Mounted, Weather Proof, Hairline Finish c/w Spring Lock, U-Rubber At All Glass, 4mm Tempered Viewing Glass, 690mm (W) x 715mm (H) x 250mm (D), Material : 1.0mm SS304 |  |  |  | 7080082600001 | 0308137021001 | 1.0000 | nos. |  | 1.4.4 SS Cabinet/Cradle Complete - FH
[7080082600001] Cabinet For Single Fire Hose (Fire Code 2018) - Wall Mounted, Weather Proof, Hairline Finish c/w Spring Lock, U-Rubber At All Glass, 4mm Tempered Viewing Glass, 690mm (W) x 715mm (H) x 250mm (D), Material : 1.0mm SS304 |  |  |  | 7080082600001 | 0305470000000 | 0.0100 | coil |  | 1.4.4 SS Cabinet/Cradle Complete - FH
[7080082600001] Cabinet For Single Fire Hose (Fire Code 2018) - Wall Mounted, Weather Proof, Hairline Finish c/w Spring Lock, U-Rubber At All Glass, 4mm Tempered Viewing Glass, 690mm (W) x 715mm (H) x 250mm (D), Material : 1.0mm SS304 |  |  |  | 7080082600001 | 0303090100000 | 6.0000 | nos. |  | 1.4.4 SS Cabinet/Cradle Complete - FH
[7080082600001] Cabinet For Single Fire Hose (Fire Code 2018) - Wall Mounted, Weather Proof, Hairline Finish c/w Spring Lock, U-Rubber At All Glass, 4mm Tempered Viewing Glass, 690mm (W) x 715mm (H) x 250mm (D), Material : 1.0mm SS304 |  |  |  | 7080082600001 | 0305040300000 | 1.0000 | nos. |  | 1.4.4 SS Cabinet/Cradle Complete - FH
[7080082600001] Cabinet For Single Fire Hose (Fire Code 2018) - Wall Mounted, Weather Proof, Hairline Finish c/w Spring Lock, U-Rubber At All Glass, 4mm Tempered Viewing Glass, 690mm (W) x 715mm (H) x 250mm (D), Material : 1.0mm SS304 |  |  |  | 7080082600001 | 0307390000000 | 1.0000 | nos. |  | 1.4.4 SS Cabinet/Cradle Complete - FH
[7080082600001] Cabinet For Single Fire Hose (Fire Code 2018) - Wall Mounted, Weather Proof, Hairline Finish c/w Spring Lock, U-Rubber At All Glass, 4mm Tempered Viewing Glass, 690mm (W) x 715mm (H) x 250mm (D), Material : 1.0mm SS304 |  |  |  | 7080082600001 | 0304810000000 | 6.0000 | nos. |  | 1.4.4 SS Cabinet/Cradle Complete - FH
[7080082700000] Cabinet For Single Fire Hose (Fire Code 2018) - Wall Mounted, Non-Weather Proof, Red Colour c/w Spring Lock, 4mm Tempered Viewing Glass, 690mm (W) x 640mm (H) x 250mm (D), Material : 1.2mm EG |  |  |  | 7080082700000 | 0304820000000 | 6.0000 | nos. |  | 1.2.4 EG Cabinet/Cradle Complete - FH
[7080082700000] Cabinet For Single Fire Hose (Fire Code 2018) - Wall Mounted, Non-Weather Proof, Red Colour c/w Spring Lock, 4mm Tempered Viewing Glass, 690mm (W) x 640mm (H) x 250mm (D), Material : 1.2mm EG |  |  |  | 7080082700000 | 0305040300000 | 1.0000 | nos. |  | 1.2.4 EG Cabinet/Cradle Complete - FH
[7080082700000] Cabinet For Single Fire Hose (Fire Code 2018) - Wall Mounted, Non-Weather Proof, Red Colour c/w Spring Lock, 4mm Tempered Viewing Glass, 690mm (W) x 640mm (H) x 250mm (D), Material : 1.2mm EG |  |  |  | 7080082700000 | 0308137100000 | 1.0000 | nos. |  | 1.2.4 EG Cabinet/Cradle Complete - FH
[7080082700000] Cabinet For Single Fire Hose (Fire Code 2018) - Wall Mounted, Non-Weather Proof, Red Colour c/w Spring Lock, 4mm Tempered Viewing Glass, 690mm (W) x 640mm (H) x 250mm (D), Material : 1.2mm EG |  |  |  | 7080082700000 | 0303090000000 | 6.0000 | nos. |  | 1.2.4 EG Cabinet/Cradle Complete - FH
[7080082700000] Cabinet For Single Fire Hose (Fire Code 2018) - Wall Mounted, Non-Weather Proof, Red Colour c/w Spring Lock, 4mm Tempered Viewing Glass, 690mm (W) x 640mm (H) x 250mm (D), Material : 1.2mm EG |  |  |  | 7080082700000 | 0307390000000 | 1.0000 | nos. |  | 1.2.4 EG Cabinet/Cradle Complete - FH
[7080082724001] Cabinet For Single Fire Hose - Recess Type, Non Weather Proof, Red Colour c/w Spring Lock, 4mm Tempered Viewing Glass, 690mm (W) x 640mm (H) x 250mm (D) 30mm (Frame), Material : 1.2mm EG |  |  |  | 7080082724001 | 0307390000000 | 1.0000 | nos. |  | 1.2.4 EG Cabinet/Cradle Complete - FH
[7080082724001] Cabinet For Single Fire Hose - Recess Type, Non Weather Proof, Red Colour c/w Spring Lock, 4mm Tempered Viewing Glass, 690mm (W) x 640mm (H) x 250mm (D) 30mm (Frame), Material : 1.2mm EG |  |  |  | 7080082724001 | 0308137124001 | 1.0000 | nos. |  | 1.2.4 EG Cabinet/Cradle Complete - FH
[7080082724001] Cabinet For Single Fire Hose - Recess Type, Non Weather Proof, Red Colour c/w Spring Lock, 4mm Tempered Viewing Glass, 690mm (W) x 640mm (H) x 250mm (D) 30mm (Frame), Material : 1.2mm EG |  |  |  | 7080082724001 | 0303090000000 | 6.0000 | nos. |  | 1.2.4 EG Cabinet/Cradle Complete - FH
[7080082724001] Cabinet For Single Fire Hose - Recess Type, Non Weather Proof, Red Colour c/w Spring Lock, 4mm Tempered Viewing Glass, 690mm (W) x 640mm (H) x 250mm (D) 30mm (Frame), Material : 1.2mm EG |  |  |  | 7080082724001 | 0304820000000 | 6.0000 | nos. |  | 1.2.4 EG Cabinet/Cradle Complete - FH
[7080082724001] Cabinet For Single Fire Hose - Recess Type, Non Weather Proof, Red Colour c/w Spring Lock, 4mm Tempered Viewing Glass, 690mm (W) x 640mm (H) x 250mm (D) 30mm (Frame), Material : 1.2mm EG |  |  |  | 7080082724001 | 0305040300000 | 1.0000 | nos. |  | 1.2.4 EG Cabinet/Cradle Complete - FH
[7080100225001] Base : W260Mm X D260Mm X Leg H80Mm, Overrall Ht: 1100Mm,Fire Extinguisher Stand For 6 & 9Kg Abc FX,,Red Colour,C/W Cylinder Guide, Wording "Fire Extinguisher",Material: EG 2.0 mm. |  |  |  | 7080100225001 | 0303010000000 | 0.7500 | kg
[7080100225001] Base : W260Mm X D260Mm X Leg H80Mm, Overrall Ht: 1100Mm,Fire Extinguisher Stand For 6 & 9Kg Abc FX,,Red Colour,C/W Cylinder Guide, Wording "Fire Extinguisher",Material: EG 2.0 mm. |  |  |  | 7080100225001 | 0303800000000 | 0.1500 | nos.
[7080100225001] Base : W260Mm X D260Mm X Leg H80Mm, Overrall Ht: 1100Mm,Fire Extinguisher Stand For 6 & 9Kg Abc FX,,Red Colour,C/W Cylinder Guide, Wording "Fire Extinguisher",Material: EG 2.0 mm. |  |  |  | 7080100225001 | 0310500000000 | 0.3000 | nos.
[7080100323001] Fire Extinguisher Stand For 2Kg CO2, 625mm(H),Mild Steel,Red Colour,C/W Full Ring For Cylinder Guide, without Wording. |  |  |  | 7080100323001 | 0303570200000 | 0.0800 | nos.
[7080100323001] Fire Extinguisher Stand For 2Kg CO2, 625mm(H),Mild Steel,Red Colour,C/W Full Ring For Cylinder Guide, without Wording. |  |  |  | 7080100323001 | 0303570200000 | 0.0400 | nos.
[7080100323001] Fire Extinguisher Stand For 2Kg CO2, 625mm(H),Mild Steel,Red Colour,C/W Full Ring For Cylinder Guide, without Wording. |  |  |  | 7080100323001 | 0303800000000 | 0.1500 | nos.
[7080150000000] 350MM(L)X220MM(D)X750MM(H)X1.2MM,,CABINET FOR FIRE EXTINGUISHER ( 5KG CO2), NON WEATHER PROOF, LOCKABLE,RED COLOUR,,LOCK & KEY, VIEWING GLASS, BREAK GLASS,,MATERIAL : EG |  |  |  | 7080150000000 | 0304820000000 | 3.0000 | nos. |  | EG Cabinet/ Frame&Door - FX
[7080150000000] 350MM(L)X220MM(D)X750MM(H)X1.2MM,,CABINET FOR FIRE EXTINGUISHER ( 5KG CO2), NON WEATHER PROOF, LOCKABLE,RED COLOUR,,LOCK & KEY, VIEWING GLASS, BREAK GLASS,,MATERIAL : EG |  |  |  | 7080150000000 | 0307970200000 | 1.0000 | nos. |  | EG Cabinet/ Frame&Door - FX
[7080150000000] 350MM(L)X220MM(D)X750MM(H)X1.2MM,,CABINET FOR FIRE EXTINGUISHER ( 5KG CO2), NON WEATHER PROOF, LOCKABLE,RED COLOUR,,LOCK & KEY, VIEWING GLASS, BREAK GLASS,,MATERIAL : EG |  |  |  | 7080150000000 | 0304820100000 | 1.0000 | nos. |  | EG Cabinet/ Frame&Door - FX
[7080150000000] 350MM(L)X220MM(D)X750MM(H)X1.2MM,,CABINET FOR FIRE EXTINGUISHER ( 5KG CO2), NON WEATHER PROOF, LOCKABLE,RED COLOUR,,LOCK & KEY, VIEWING GLASS, BREAK GLASS,,MATERIAL : EG |  |  |  | 7080150000000 | 0304980000000 | 1.0000 | nos. |  | EG Cabinet/ Frame&Door - FX
[7080150000000] 350MM(L)X220MM(D)X750MM(H)X1.2MM,,CABINET FOR FIRE EXTINGUISHER ( 5KG CO2), NON WEATHER PROOF, LOCKABLE,RED COLOUR,,LOCK & KEY, VIEWING GLASS, BREAK GLASS,,MATERIAL : EG |  |  |  | 7080150000000 | 0307400000000 | 1.0000 | nos. |  | EG Cabinet/ Frame&Door - FX
[7080150000000] 350MM(L)X220MM(D)X750MM(H)X1.2MM,,CABINET FOR FIRE EXTINGUISHER ( 5KG CO2), NON WEATHER PROOF, LOCKABLE,RED COLOUR,,LOCK & KEY, VIEWING GLASS, BREAK GLASS,,MATERIAL : EG |  |  |  | 7080150000000 | 0303090000000 | 4.0000 | nos. |  | EG Cabinet/ Frame&Door - FX
[7080150000000] 350MM(L)X220MM(D)X750MM(H)X1.2MM,,CABINET FOR FIRE EXTINGUISHER ( 5KG CO2), NON WEATHER PROOF, LOCKABLE,RED COLOUR,,LOCK & KEY, VIEWING GLASS, BREAK GLASS,,MATERIAL : EG |  |  |  | 7080150000000 | 0304970000000 | 1.0000 | nos. |  | EG Cabinet/ Frame&Door - FX
[7080150100000] 350Mm(L)X220Mm(D)X750Mm(H)X1.2Mm,,Cabinet For Fire Extinguisher (5Kg CO2, 9Ltr Water-Mist), Non Weather Proof, Non Lockable,Red Colour,,Thumb Latch Knob, Viewing Glass,,Material : Eg |  |  |  | 7080150100000 | 0304820000000 | 2.0000 | nos. |  | 1.2.2 EG Cabinet/ Frame&Door Complete - FX
[7080150100000] 350Mm(L)X220Mm(D)X750Mm(H)X1.2Mm,,Cabinet For Fire Extinguisher (5Kg CO2, 9Ltr Water-Mist), Non Weather Proof, Non Lockable,Red Colour,,Thumb Latch Knob, Viewing Glass,,Material : Eg |  |  |  | 7080150100000 | 0304970000000 | 1.0000 | nos. |  | 1.2.2 EG Cabinet/ Frame&Door Complete - FX
[7080150100000] 350Mm(L)X220Mm(D)X750Mm(H)X1.2Mm,,Cabinet For Fire Extinguisher (5Kg CO2, 9Ltr Water-Mist), Non Weather Proof, Non Lockable,Red Colour,,Thumb Latch Knob, Viewing Glass,,Material : Eg |  |  |  | 7080150100000 | 0303300000000 | 1.0000 | nos. |  | 1.2.2 EG Cabinet/ Frame&Door Complete - FX
[7080150100000] 350Mm(L)X220Mm(D)X750Mm(H)X1.2Mm,,Cabinet For Fire Extinguisher (5Kg CO2, 9Ltr Water-Mist), Non Weather Proof, Non Lockable,Red Colour,,Thumb Latch Knob, Viewing Glass,,Material : Eg |  |  |  | 7080150100000 | 0303090000000 | 2.0000 | nos. |  | 1.2.2 EG Cabinet/ Frame&Door Complete - FX
[7080150100000] 350Mm(L)X220Mm(D)X750Mm(H)X1.2Mm,,Cabinet For Fire Extinguisher (5Kg CO2, 9Ltr Water-Mist), Non Weather Proof, Non Lockable,Red Colour,,Thumb Latch Knob, Viewing Glass,,Material : Eg |  |  |  | 7080150100000 | 0307970400000 | 1.0000 | nos. |  | 1.2.2 EG Cabinet/ Frame&Door Complete - FX
[7080150200000] 350mm(L) x 220mm(D) x 750mm(H) x 1.0mm - Cabinet For Fire Extinguisher (5kg CO2), Non Weather Proof, Lockable, Hairline Finish, Lock & Key, Viewing Glass, Break Glass, Material : SS304 |  |  |  | 7080150200000 | 0304970000000 | 1.0000 | nos. |  | 1.4.2 SS Cabinet/ Frame&Door Complete - FX
[7080150200000] 350mm(L) x 220mm(D) x 750mm(H) x 1.0mm - Cabinet For Fire Extinguisher (5kg CO2), Non Weather Proof, Lockable, Hairline Finish, Lock & Key, Viewing Glass, Break Glass, Material : SS304 |  |  |  | 7080150200000 | 0304810000000 | 3.0000 | nos. |  | 1.4.2 SS Cabinet/ Frame&Door Complete - FX
[7080150200000] 350mm(L) x 220mm(D) x 750mm(H) x 1.0mm - Cabinet For Fire Extinguisher (5kg CO2), Non Weather Proof, Lockable, Hairline Finish, Lock & Key, Viewing Glass, Break Glass, Material : SS304 |  |  |  | 7080150200000 | 0303090100000 | 4.0000 | nos. |  | 1.4.2 SS Cabinet/ Frame&Door Complete - FX
[7080150200000] 350mm(L) x 220mm(D) x 750mm(H) x 1.0mm - Cabinet For Fire Extinguisher (5kg CO2), Non Weather Proof, Lockable, Hairline Finish, Lock & Key, Viewing Glass, Break Glass, Material : SS304 |  |  |  | 7080150200000 | 0304810100000 | 1.0000 | nos. |  | 1.4.2 SS Cabinet/ Frame&Door Complete - FX
[7080150200000] 350mm(L) x 220mm(D) x 750mm(H) x 1.0mm - Cabinet For Fire Extinguisher (5kg CO2), Non Weather Proof, Lockable, Hairline Finish, Lock & Key, Viewing Glass, Break Glass, Material : SS304 |  |  |  | 7080150200000 | 0307970700000 | 1.0000 | nos. |  | 1.4.2 SS Cabinet/ Frame&Door Complete - FX
[7080150200000] 350mm(L) x 220mm(D) x 750mm(H) x 1.0mm - Cabinet For Fire Extinguisher (5kg CO2), Non Weather Proof, Lockable, Hairline Finish, Lock & Key, Viewing Glass, Break Glass, Material : SS304 |  |  |  | 7080150200000 | 0307400000000 | 1.0000 | nos. |  | 1.4.2 SS Cabinet/ Frame&Door Complete - FX
[7080150200000] 350mm(L) x 220mm(D) x 750mm(H) x 1.0mm - Cabinet For Fire Extinguisher (5kg CO2), Non Weather Proof, Lockable, Hairline Finish, Lock & Key, Viewing Glass, Break Glass, Material : SS304 |  |  |  | 7080150200000 | 0304980000000 | 1.0000 | nos. |  | 1.4.2 SS Cabinet/ Frame&Door Complete - FX
[7080150217001] 350Mm(L)X220Mm(D)X750Mm(H)X1.0Mm,,Cabinet For Fire Extinguisher ( 5Kg Co2), Non Weather Proof, Lockable,Hairline Finish,,Lock & Key, Viewing Glass, Break Glass,,Material : Ss316 |  |  |  | 7080150217001 | 0307400000000 | 1.0000 | nos. |  | 1.4.2 SS Cabinet/ Frame&Door Complete - FX
[7080150217001] 350Mm(L)X220Mm(D)X750Mm(H)X1.0Mm,,Cabinet For Fire Extinguisher ( 5Kg Co2), Non Weather Proof, Lockable,Hairline Finish,,Lock & Key, Viewing Glass, Break Glass,,Material : Ss316 |  |  |  | 7080150217001 | 0303090200000 | 4.0000 | nos. |  | 1.4.2 SS Cabinet/ Frame&Door Complete - FX
[7080150217001] 350Mm(L)X220Mm(D)X750Mm(H)X1.0Mm,,Cabinet For Fire Extinguisher ( 5Kg Co2), Non Weather Proof, Lockable,Hairline Finish,,Lock & Key, Viewing Glass, Break Glass,,Material : Ss316 |  |  |  | 7080150217001 | 0307971200000 | 1.0000 | nos. |  | 1.4.2 SS Cabinet/ Frame&Door Complete - FX
[7080150217001] 350Mm(L)X220Mm(D)X750Mm(H)X1.0Mm,,Cabinet For Fire Extinguisher ( 5Kg Co2), Non Weather Proof, Lockable,Hairline Finish,,Lock & Key, Viewing Glass, Break Glass,,Material : Ss316 |  |  |  | 7080150217001 | 0304970000000 | 1.0000 | nos. |  | 1.4.2 SS Cabinet/ Frame&Door Complete - FX
[7080150217001] 350Mm(L)X220Mm(D)X750Mm(H)X1.0Mm,,Cabinet For Fire Extinguisher ( 5Kg Co2), Non Weather Proof, Lockable,Hairline Finish,,Lock & Key, Viewing Glass, Break Glass,,Material : Ss316 |  |  |  | 7080150217001 | 0304810000000 | 3.0000 | nos. |  | 1.4.2 SS Cabinet/ Frame&Door Complete - FX
[7080150217001] 350Mm(L)X220Mm(D)X750Mm(H)X1.0Mm,,Cabinet For Fire Extinguisher ( 5Kg Co2), Non Weather Proof, Lockable,Hairline Finish,,Lock & Key, Viewing Glass, Break Glass,,Material : Ss316 |  |  |  | 7080150217001 | 0304810100000 | 1.0000 | nos. |  | 1.4.2 SS Cabinet/ Frame&Door Complete - FX
[7080150217001] 350Mm(L)X220Mm(D)X750Mm(H)X1.0Mm,,Cabinet For Fire Extinguisher ( 5Kg Co2), Non Weather Proof, Lockable,Hairline Finish,,Lock & Key, Viewing Glass, Break Glass,,Material : Ss316 |  |  |  | 7080150217001 | 0304980000000 | 1.0000 | nos. |  | 1.4.2 SS Cabinet/ Frame&Door Complete - FX
[7080150225001] 290Mm(L) X 230Mm(D) X 850Mm(H) X 1.0Mm, Cabinet For Fire Extinguisher, Non Weather Proof, Lockable, Hairline Finish, Lock & Key, Viewing Glass, Break Glass, Material : Ss316 |  |  |  | 7080150225001 | 0307971225001 | 1.0000 | nos.
[7080150225001] 290Mm(L) X 230Mm(D) X 850Mm(H) X 1.0Mm, Cabinet For Fire Extinguisher, Non Weather Proof, Lockable, Hairline Finish, Lock & Key, Viewing Glass, Break Glass, Material : Ss316 |  |  |  | 7080150225001 | 0303090100000 | 4.0000 | nos.
[7080150225001] 290Mm(L) X 230Mm(D) X 850Mm(H) X 1.0Mm, Cabinet For Fire Extinguisher, Non Weather Proof, Lockable, Hairline Finish, Lock & Key, Viewing Glass, Break Glass, Material : Ss316 |  |  |  | 7080150225001 | 0304810000000 | 3.0000 | nos.
[7080150225001] 290Mm(L) X 230Mm(D) X 850Mm(H) X 1.0Mm, Cabinet For Fire Extinguisher, Non Weather Proof, Lockable, Hairline Finish, Lock & Key, Viewing Glass, Break Glass, Material : Ss316 |  |  |  | 7080150225001 | 0307400000000 | 1.0000 | nos.
[7080150225001] 290Mm(L) X 230Mm(D) X 850Mm(H) X 1.0Mm, Cabinet For Fire Extinguisher, Non Weather Proof, Lockable, Hairline Finish, Lock & Key, Viewing Glass, Break Glass, Material : Ss316 |  |  |  | 7080150225001 | 0304810100000 | 1.0000 | nos.
[7080150225001] 290Mm(L) X 230Mm(D) X 850Mm(H) X 1.0Mm, Cabinet For Fire Extinguisher, Non Weather Proof, Lockable, Hairline Finish, Lock & Key, Viewing Glass, Break Glass, Material : Ss316 |  |  |  | 7080150225001 | 0304980000000 | 1.0000 | nos.
[7080150225001] 290Mm(L) X 230Mm(D) X 850Mm(H) X 1.0Mm, Cabinet For Fire Extinguisher, Non Weather Proof, Lockable, Hairline Finish, Lock & Key, Viewing Glass, Break Glass, Material : Ss316 |  |  |  | 7080150225001 | 0304970000000 | 1.0000 | nos.
[7080150300000] 350mm(L) x 220mm(D) x 750mm(H) x 1.0mm - Cabinet For Fire Extinguisher (5kg CO2), Non Weather Proof, Non Lockable, Hairline Finish, Thumb Latch Knob, Viewing Glass, Material: SS304 |  |  |  | 7080150300000 | 0304970000000 | 1.0000 | nos. |  | 1.4.2 SS Cabinet/ Frame&Door Complete - FX
[7080150300000] 350mm(L) x 220mm(D) x 750mm(H) x 1.0mm - Cabinet For Fire Extinguisher (5kg CO2), Non Weather Proof, Non Lockable, Hairline Finish, Thumb Latch Knob, Viewing Glass, Material: SS304 |  |  |  | 7080150300000 | 0307970900000 | 1.0000 | nos. |  | 1.4.2 SS Cabinet/ Frame&Door Complete - FX
[7080150300000] 350mm(L) x 220mm(D) x 750mm(H) x 1.0mm - Cabinet For Fire Extinguisher (5kg CO2), Non Weather Proof, Non Lockable, Hairline Finish, Thumb Latch Knob, Viewing Glass, Material: SS304 |  |  |  | 7080150300000 | 0304810000000 | 4.0000 | nos. |  | 1.4.2 SS Cabinet/ Frame&Door Complete - FX
[7080150300000] 350mm(L) x 220mm(D) x 750mm(H) x 1.0mm - Cabinet For Fire Extinguisher (5kg CO2), Non Weather Proof, Non Lockable, Hairline Finish, Thumb Latch Knob, Viewing Glass, Material: SS304 |  |  |  | 7080150300000 | 0303300000000 | 1.0000 | nos. |  | 1.4.2 SS Cabinet/ Frame&Door Complete - FX
[7080150325001] 350mm(L) x 220mm(D) x 800mm(H) x 1.5mm - Cabinet For Fire Extinguisher Recess Type, Non Weather Proof, Non Lockable, Satin Finish, Thumb Latch Knob, Tempered Glass Viewing, Material: Stainless Steel SS304 |  |  |  | 7080150325001 | 0304810000000 | 4.0000 | nos.
[7080150325001] 350mm(L) x 220mm(D) x 800mm(H) x 1.5mm - Cabinet For Fire Extinguisher Recess Type, Non Weather Proof, Non Lockable, Satin Finish, Thumb Latch Knob, Tempered Glass Viewing, Material: Stainless Steel SS304 |  |  |  | 7080150325001 | 0305040000000 | 1.0000 | nos.
[7080150325001] 350mm(L) x 220mm(D) x 800mm(H) x 1.5mm - Cabinet For Fire Extinguisher Recess Type, Non Weather Proof, Non Lockable, Satin Finish, Thumb Latch Knob, Tempered Glass Viewing, Material: Stainless Steel SS304 |  |  |  | 7080150325001 | 0307970925001 | 1.0000 | nos.
[7080150325001] 350mm(L) x 220mm(D) x 800mm(H) x 1.5mm - Cabinet For Fire Extinguisher Recess Type, Non Weather Proof, Non Lockable, Satin Finish, Thumb Latch Knob, Tempered Glass Viewing, Material: Stainless Steel SS304 |  |  |  | 7080150325001 | 0303300000000 | 1.0000 | nos.
[7080150400000] 350mm(L) x 220mm(D) x 750mm(H) x 1.0mm - Cabinet For Fire Extinguisher (5kg CO2), Non Weather Proof, Lockable, Hairline Finish, Lock & Key, Viewing Glass, Break Glass, Material: SS316 |  |  |  | 7080150400000 | 0304810100000 | 1.0000 | nos. |  | 1.4.2 SS Cabinet/ Frame&Door Complete - FX
[7080150400000] 350mm(L) x 220mm(D) x 750mm(H) x 1.0mm - Cabinet For Fire Extinguisher (5kg CO2), Non Weather Proof, Lockable, Hairline Finish, Lock & Key, Viewing Glass, Break Glass, Material: SS316 |  |  |  | 7080150400000 | 0307400000000 | 1.0000 | nos. |  | 1.4.2 SS Cabinet/ Frame&Door Complete - FX
[7080150400000] 350mm(L) x 220mm(D) x 750mm(H) x 1.0mm - Cabinet For Fire Extinguisher (5kg CO2), Non Weather Proof, Lockable, Hairline Finish, Lock & Key, Viewing Glass, Break Glass, Material: SS316 |  |  |  | 7080150400000 | 0304810000000 | 3.0000 | nos. |  | 1.4.2 SS Cabinet/ Frame&Door Complete - FX
[7080150400000] 350mm(L) x 220mm(D) x 750mm(H) x 1.0mm - Cabinet For Fire Extinguisher (5kg CO2), Non Weather Proof, Lockable, Hairline Finish, Lock & Key, Viewing Glass, Break Glass, Material: SS316 |  |  |  | 7080150400000 | 0307971200000 | 1.0000 | nos. |  | 1.4.2 SS Cabinet/ Frame&Door Complete - FX
[7080150400000] 350mm(L) x 220mm(D) x 750mm(H) x 1.0mm - Cabinet For Fire Extinguisher (5kg CO2), Non Weather Proof, Lockable, Hairline Finish, Lock & Key, Viewing Glass, Break Glass, Material: SS316 |  |  |  | 7080150400000 | 0304980000000 | 1.0000 | nos. |  | 1.4.2 SS Cabinet/ Frame&Door Complete - FX
[7080150400000] 350mm(L) x 220mm(D) x 750mm(H) x 1.0mm - Cabinet For Fire Extinguisher (5kg CO2), Non Weather Proof, Lockable, Hairline Finish, Lock & Key, Viewing Glass, Break Glass, Material: SS316 |  |  |  | 7080150400000 | 0303090200000 | 4.0000 | nos. |  | 1.4.2 SS Cabinet/ Frame&Door Complete - FX
[7080150400000] 350mm(L) x 220mm(D) x 750mm(H) x 1.0mm - Cabinet For Fire Extinguisher (5kg CO2), Non Weather Proof, Lockable, Hairline Finish, Lock & Key, Viewing Glass, Break Glass, Material: SS316 |  |  |  | 7080150400000 | 0304970000000 | 1.0000 | nos. |  | 1.4.2 SS Cabinet/ Frame&Door Complete - FX
[7080150500000] 350mm(L) x 220mm(D) x 750mm(H) x 1.0mm - Cabinet For Fire Extinguisher (5kg CO2), Non Weather Proof, Non Lockable, Hairline Finish, Thumb Latch Knob, Viewing Glass, Material: SS316 |  |  |  | 7080150500000 | 0304810000000 | 2.0000 | nos. |  | 1.4.2 SS Cabinet/ Frame&Door Complete - FX
[7080150500000] 350mm(L) x 220mm(D) x 750mm(H) x 1.0mm - Cabinet For Fire Extinguisher (5kg CO2), Non Weather Proof, Non Lockable, Hairline Finish, Thumb Latch Knob, Viewing Glass, Material: SS316 |  |  |  | 7080150500000 | 0303300000000 | 1.0000 | nos. |  | 1.4.2 SS Cabinet/ Frame&Door Complete - FX
[7080150500000] 350mm(L) x 220mm(D) x 750mm(H) x 1.0mm - Cabinet For Fire Extinguisher (5kg CO2), Non Weather Proof, Non Lockable, Hairline Finish, Thumb Latch Knob, Viewing Glass, Material: SS316 |  |  |  | 7080150500000 | 0303090200000 | 2.0000 | nos. |  | 1.4.2 SS Cabinet/ Frame&Door Complete - FX
[7080150500000] 350mm(L) x 220mm(D) x 750mm(H) x 1.0mm - Cabinet For Fire Extinguisher (5kg CO2), Non Weather Proof, Non Lockable, Hairline Finish, Thumb Latch Knob, Viewing Glass, Material: SS316 |  |  |  | 7080150500000 | 0304970000000 | 1.0000 | nos. |  | 1.4.2 SS Cabinet/ Frame&Door Complete - FX
[7080150500000] 350mm(L) x 220mm(D) x 750mm(H) x 1.0mm - Cabinet For Fire Extinguisher (5kg CO2), Non Weather Proof, Non Lockable, Hairline Finish, Thumb Latch Knob, Viewing Glass, Material: SS316 |  |  |  | 7080150500000 | 0307971400000 | 1.0000 | nos. |  | 1.4.2 SS Cabinet/ Frame&Door Complete - FX
[7080150600000] 350mm(L) X 220mm(D) X 820mm(H) X 1.2mm - Cabinet For Fire Extinguisher ( 5Kg CO2), Weather Proof, Lockable, Red Colour, Lock & Key, Break Glass, U-Rubber At All Glass, Material: EG |  |  |  | 7080150600000 | 0307400000000 | 1.0000 | nos. |  | 1.2.2 EG Cabinet/ Frame&Door Complete - FX
[7080150600000] 350mm(L) X 220mm(D) X 820mm(H) X 1.2mm - Cabinet For Fire Extinguisher ( 5Kg CO2), Weather Proof, Lockable, Red Colour, Lock & Key, Break Glass, U-Rubber At All Glass, Material: EG |  |  |  | 7080150600000 | 0304820000000 | 3.0000 | nos. |  | 1.2.2 EG Cabinet/ Frame&Door Complete - FX
[7080150600000] 350mm(L) X 220mm(D) X 820mm(H) X 1.2mm - Cabinet For Fire Extinguisher ( 5Kg CO2), Weather Proof, Lockable, Red Colour, Lock & Key, Break Glass, U-Rubber At All Glass, Material: EG |  |  |  | 7080150600000 | 0304970000000 | 1.0000 | nos. |  | 1.2.2 EG Cabinet/ Frame&Door Complete - FX
[7080150600000] 350mm(L) X 220mm(D) X 820mm(H) X 1.2mm - Cabinet For Fire Extinguisher ( 5Kg CO2), Weather Proof, Lockable, Red Colour, Lock & Key, Break Glass, U-Rubber At All Glass, Material: EG |  |  |  | 7080150600000 | 0303090000000 | 4.0000 | nos. |  | 1.2.2 EG Cabinet/ Frame&Door Complete - FX
[7080150600000] 350mm(L) X 220mm(D) X 820mm(H) X 1.2mm - Cabinet For Fire Extinguisher ( 5Kg CO2), Weather Proof, Lockable, Red Colour, Lock & Key, Break Glass, U-Rubber At All Glass, Material: EG |  |  |  | 7080150600000 | 0304980000000 | 1.0000 | nos. |  | 1.2.2 EG Cabinet/ Frame&Door Complete - FX
[7080150600000] 350mm(L) X 220mm(D) X 820mm(H) X 1.2mm - Cabinet For Fire Extinguisher ( 5Kg CO2), Weather Proof, Lockable, Red Colour, Lock & Key, Break Glass, U-Rubber At All Glass, Material: EG |  |  |  | 7080150600000 | 0305450000000 | 1.0000 | nos. |  | 1.2.2 EG Cabinet/ Frame&Door Complete - FX
[7080150600000] 350mm(L) X 220mm(D) X 820mm(H) X 1.2mm - Cabinet For Fire Extinguisher ( 5Kg CO2), Weather Proof, Lockable, Red Colour, Lock & Key, Break Glass, U-Rubber At All Glass, Material: EG |  |  |  | 7080150600000 | 0305470000000 | 0.0100 | coil |  | 1.2.2 EG Cabinet/ Frame&Door Complete - FX
[7080150600000] 350mm(L) X 220mm(D) X 820mm(H) X 1.2mm - Cabinet For Fire Extinguisher ( 5Kg CO2), Weather Proof, Lockable, Red Colour, Lock & Key, Break Glass, U-Rubber At All Glass, Material: EG |  |  |  | 7080150600000 | 0304820100000 | 1.0000 | nos. |  | 1.2.2 EG Cabinet/ Frame&Door Complete - FX
[7080150600000] 350mm(L) X 220mm(D) X 820mm(H) X 1.2mm - Cabinet For Fire Extinguisher ( 5Kg CO2), Weather Proof, Lockable, Red Colour, Lock & Key, Break Glass, U-Rubber At All Glass, Material: EG |  |  |  | 7080150600000 | 0308072900000 | 1.0000 | nos. |  | 1.2.2 EG Cabinet/ Frame&Door Complete - FX
[7080150700000] 350mm(L) X 220mm(D) X 820mm(H) X 1.2mm - Cabinet For Fire Extinguisher ( 5Kg CO2), Weather Proof, Non Lockable,Red Colour, Thumb Latch Knob, U-Rubber At All Glass, Material: EG |  |  |  | 7080150700000 | 0303300000000 | 1.0000 | nos. |  | 1.2.2 EG Cabinet/ Frame&Door Complete - FX
[7080150700000] 350mm(L) X 220mm(D) X 820mm(H) X 1.2mm - Cabinet For Fire Extinguisher ( 5Kg CO2), Weather Proof, Non Lockable,Red Colour, Thumb Latch Knob, U-Rubber At All Glass, Material: EG |  |  |  | 7080150700000 | 0304970000000 | 1.0000 | nos. |  | 1.2.2 EG Cabinet/ Frame&Door Complete - FX
[7080150700000] 350mm(L) X 220mm(D) X 820mm(H) X 1.2mm - Cabinet For Fire Extinguisher ( 5Kg CO2), Weather Proof, Non Lockable,Red Colour, Thumb Latch Knob, U-Rubber At All Glass, Material: EG |  |  |  | 7080150700000 | 0305470000000 | 0.0100 | coil |  | 1.2.2 EG Cabinet/ Frame&Door Complete - FX
[7080150700000] 350mm(L) X 220mm(D) X 820mm(H) X 1.2mm - Cabinet For Fire Extinguisher ( 5Kg CO2), Weather Proof, Non Lockable,Red Colour, Thumb Latch Knob, U-Rubber At All Glass, Material: EG |  |  |  | 7080150700000 | 0304820000000 | 2.0000 | nos. |  | 1.2.2 EG Cabinet/ Frame&Door Complete - FX
[7080150700000] 350mm(L) X 220mm(D) X 820mm(H) X 1.2mm - Cabinet For Fire Extinguisher ( 5Kg CO2), Weather Proof, Non Lockable,Red Colour, Thumb Latch Knob, U-Rubber At All Glass, Material: EG |  |  |  | 7080150700000 | 0303090000000 | 2.0000 | nos. |  | 1.2.2 EG Cabinet/ Frame&Door Complete - FX
[7080150700000] 350mm(L) X 220mm(D) X 820mm(H) X 1.2mm - Cabinet For Fire Extinguisher ( 5Kg CO2), Weather Proof, Non Lockable,Red Colour, Thumb Latch Knob, U-Rubber At All Glass, Material: EG |  |  |  | 7080150700000 | 0308073000000 | 1.0000 | nos. |  | 1.2.2 EG Cabinet/ Frame&Door Complete - FX
[7080150800000] 350Mm(L)X220Mm(D)X820Mm(H)X1.0Mm,,Cabinet For Fire Extinguisher ( 5Kg Co2), Weather Proof, Lockable,Hairline Finish,,Lock & Key, Break Glass, U-Rubber At All Glass,,Material: Ss316, |  |  |  | 7080150800000 | 0308073100000 | 1.0000 | nos. |  | 1.4.2 SS Cabinet/ Frame&Door Complete - FX
[7080150800000] 350Mm(L)X220Mm(D)X820Mm(H)X1.0Mm,,Cabinet For Fire Extinguisher ( 5Kg Co2), Weather Proof, Lockable,Hairline Finish,,Lock & Key, Break Glass, U-Rubber At All Glass,,Material: Ss316, |  |  |  | 7080150800000 | 0305470000000 | 0.0100 | coil |  | 1.4.2 SS Cabinet/ Frame&Door Complete - FX
[7080150800000] 350Mm(L)X220Mm(D)X820Mm(H)X1.0Mm,,Cabinet For Fire Extinguisher ( 5Kg Co2), Weather Proof, Lockable,Hairline Finish,,Lock & Key, Break Glass, U-Rubber At All Glass,,Material: Ss316, |  |  |  | 7080150800000 | 0303090100000 | 4.0000 | nos. |  | 1.4.2 SS Cabinet/ Frame&Door Complete - FX
[7080150800000] 350Mm(L)X220Mm(D)X820Mm(H)X1.0Mm,,Cabinet For Fire Extinguisher ( 5Kg Co2), Weather Proof, Lockable,Hairline Finish,,Lock & Key, Break Glass, U-Rubber At All Glass,,Material: Ss316, |  |  |  | 7080150800000 | 0304810000000 | 3.0000 | nos. |  | 1.4.2 SS Cabinet/ Frame&Door Complete - FX
[7080150800000] 350Mm(L)X220Mm(D)X820Mm(H)X1.0Mm,,Cabinet For Fire Extinguisher ( 5Kg Co2), Weather Proof, Lockable,Hairline Finish,,Lock & Key, Break Glass, U-Rubber At All Glass,,Material: Ss316, |  |  |  | 7080150800000 | 0304810100000 | 1.0000 | nos. |  | 1.4.2 SS Cabinet/ Frame&Door Complete - FX
[7080150800000] 350Mm(L)X220Mm(D)X820Mm(H)X1.0Mm,,Cabinet For Fire Extinguisher ( 5Kg Co2), Weather Proof, Lockable,Hairline Finish,,Lock & Key, Break Glass, U-Rubber At All Glass,,Material: Ss316, |  |  |  | 7080150800000 | 0304980000000 | 1.0000 | nos. |  | 1.4.2 SS Cabinet/ Frame&Door Complete - FX
[7080150800000] 350Mm(L)X220Mm(D)X820Mm(H)X1.0Mm,,Cabinet For Fire Extinguisher ( 5Kg Co2), Weather Proof, Lockable,Hairline Finish,,Lock & Key, Break Glass, U-Rubber At All Glass,,Material: Ss316, |  |  |  | 7080150800000 | 0305450000000 | 1.0000 | nos. |  | 1.4.2 SS Cabinet/ Frame&Door Complete - FX
[7080150800000] 350Mm(L)X220Mm(D)X820Mm(H)X1.0Mm,,Cabinet For Fire Extinguisher ( 5Kg Co2), Weather Proof, Lockable,Hairline Finish,,Lock & Key, Break Glass, U-Rubber At All Glass,,Material: Ss316, |  |  |  | 7080150800000 | 0304970000000 | 1.0000 | nos. |  | 1.4.2 SS Cabinet/ Frame&Door Complete - FX
[7080150800000] 350Mm(L)X220Mm(D)X820Mm(H)X1.0Mm,,Cabinet For Fire Extinguisher ( 5Kg Co2), Weather Proof, Lockable,Hairline Finish,,Lock & Key, Break Glass, U-Rubber At All Glass,,Material: Ss316, |  |  |  | 7080150800000 | 0307400000000 | 1.0000 | nos. |  | 1.4.2 SS Cabinet/ Frame&Door Complete - FX
[7080150900000] 350Mm(L)X220Mm(D)X820Mm(H)X1.0Mm,,Cabinet For Fire Extinguisher ( 5Kg Co2), Weather Proof, Non Lockable,Hairline Finish,,Thumb Latch Knob,U-Rubber At All Glass,,Material: Ss316, |  |  |  | 7080150900000 | 0303090100000 | 2.0000 | nos. |  | 1.4.2 SS Cabinet/ Frame&Door Complete - FX
[7080150900000] 350Mm(L)X220Mm(D)X820Mm(H)X1.0Mm,,Cabinet For Fire Extinguisher ( 5Kg Co2), Weather Proof, Non Lockable,Hairline Finish,,Thumb Latch Knob,U-Rubber At All Glass,,Material: Ss316, |  |  |  | 7080150900000 | 0305470000000 | 0.0100 | coil |  | 1.4.2 SS Cabinet/ Frame&Door Complete - FX
[7080150900000] 350Mm(L)X220Mm(D)X820Mm(H)X1.0Mm,,Cabinet For Fire Extinguisher ( 5Kg Co2), Weather Proof, Non Lockable,Hairline Finish,,Thumb Latch Knob,U-Rubber At All Glass,,Material: Ss316, |  |  |  | 7080150900000 | 0303300000000 | 1.0000 | nos. |  | 1.4.2 SS Cabinet/ Frame&Door Complete - FX
[7080150900000] 350Mm(L)X220Mm(D)X820Mm(H)X1.0Mm,,Cabinet For Fire Extinguisher ( 5Kg Co2), Weather Proof, Non Lockable,Hairline Finish,,Thumb Latch Knob,U-Rubber At All Glass,,Material: Ss316, |  |  |  | 7080150900000 | 0304970000000 | 1.0000 | nos. |  | 1.4.2 SS Cabinet/ Frame&Door Complete - FX
[7080150900000] 350Mm(L)X220Mm(D)X820Mm(H)X1.0Mm,,Cabinet For Fire Extinguisher ( 5Kg Co2), Weather Proof, Non Lockable,Hairline Finish,,Thumb Latch Knob,U-Rubber At All Glass,,Material: Ss316, |  |  |  | 7080150900000 | 0304810000000 | 2.0000 | nos. |  | 1.4.2 SS Cabinet/ Frame&Door Complete - FX
[7080150900000] 350Mm(L)X220Mm(D)X820Mm(H)X1.0Mm,,Cabinet For Fire Extinguisher ( 5Kg Co2), Weather Proof, Non Lockable,Hairline Finish,,Thumb Latch Knob,U-Rubber At All Glass,,Material: Ss316, |  |  |  | 7080150900000 | 0308073200000 | 1.0000 | nos. |  | 1.4.2 SS Cabinet/ Frame&Door Complete - FX
[7080151000000] 350Mm(L)X220Mm(D)X820Mm(H)X1.0Mm,,Cabinet For Fire Extinguisher ( 5Kg Co2), Weather Proof, Non Lockable,Hairline Finish,,Thumb Latch Knob,U-Rubber At All Glass,,Material: Ss304, |  |  |  | 7080151000000 | 0305470000000 | 0.0100 | coil |  | 1.4.2 SS Cabinet/ Frame&Door Complete - FX
[7080151000000] 350Mm(L)X220Mm(D)X820Mm(H)X1.0Mm,,Cabinet For Fire Extinguisher ( 5Kg Co2), Weather Proof, Non Lockable,Hairline Finish,,Thumb Latch Knob,U-Rubber At All Glass,,Material: Ss304, |  |  |  | 7080151000000 | 0308118700000 | 1.0000 | nos. |  | 1.4.2 SS Cabinet/ Frame&Door Complete - FX
[7080151000000] 350Mm(L)X220Mm(D)X820Mm(H)X1.0Mm,,Cabinet For Fire Extinguisher ( 5Kg Co2), Weather Proof, Non Lockable,Hairline Finish,,Thumb Latch Knob,U-Rubber At All Glass,,Material: Ss304, |  |  |  | 7080151000000 | 0304970000000 | 1.0000 | nos. |  | 1.4.2 SS Cabinet/ Frame&Door Complete - FX
[7080151000000] 350Mm(L)X220Mm(D)X820Mm(H)X1.0Mm,,Cabinet For Fire Extinguisher ( 5Kg Co2), Weather Proof, Non Lockable,Hairline Finish,,Thumb Latch Knob,U-Rubber At All Glass,,Material: Ss304, |  |  |  | 7080151000000 | 0303300000000 | 1.0000 | nos. |  | 1.4.2 SS Cabinet/ Frame&Door Complete - FX
[7080151000000] 350Mm(L)X220Mm(D)X820Mm(H)X1.0Mm,,Cabinet For Fire Extinguisher ( 5Kg Co2), Weather Proof, Non Lockable,Hairline Finish,,Thumb Latch Knob,U-Rubber At All Glass,,Material: Ss304, |  |  |  | 7080151000000 | 0304810000000 | 4.0000 | nos. |  | 1.4.2 SS Cabinet/ Frame&Door Complete - FX
[7080151100000] 350Mm(L)X220Mm(D)X820Mm(H)X1.0Mm,,Cabinet For Fire Extinguisher ( 5Kg Co2), Weather Proof, Lockable,Hairline Finish,,Lock & Key, Break Glass, U-Rubber At All Glass,,Material: Ss304, |  |  |  | 7080151100000 | 0303090100000 | 4.0000 | nos. |  | 1.4.2 SS Cabinet/ Frame&Door Complete - FX
[7080151100000] 350Mm(L)X220Mm(D)X820Mm(H)X1.0Mm,,Cabinet For Fire Extinguisher ( 5Kg Co2), Weather Proof, Lockable,Hairline Finish,,Lock & Key, Break Glass, U-Rubber At All Glass,,Material: Ss304, |  |  |  | 7080151100000 | 0304970000000 | 1.0000 | nos. |  | 1.4.2 SS Cabinet/ Frame&Door Complete - FX
[7080151100000] 350Mm(L)X220Mm(D)X820Mm(H)X1.0Mm,,Cabinet For Fire Extinguisher ( 5Kg Co2), Weather Proof, Lockable,Hairline Finish,,Lock & Key, Break Glass, U-Rubber At All Glass,,Material: Ss304, |  |  |  | 7080151100000 | 0304810000000 | 3.0000 | nos. |  | 1.4.2 SS Cabinet/ Frame&Door Complete - FX
[7080151100000] 350Mm(L)X220Mm(D)X820Mm(H)X1.0Mm,,Cabinet For Fire Extinguisher ( 5Kg Co2), Weather Proof, Lockable,Hairline Finish,,Lock & Key, Break Glass, U-Rubber At All Glass,,Material: Ss304, |  |  |  | 7080151100000 | 0305470000000 | 0.0100 | coil |  | 1.4.2 SS Cabinet/ Frame&Door Complete - FX
[7080151100000] 350Mm(L)X220Mm(D)X820Mm(H)X1.0Mm,,Cabinet For Fire Extinguisher ( 5Kg Co2), Weather Proof, Lockable,Hairline Finish,,Lock & Key, Break Glass, U-Rubber At All Glass,,Material: Ss304, |  |  |  | 7080151100000 | 0304810100000 | 1.0000 | nos. |  | 1.4.2 SS Cabinet/ Frame&Door Complete - FX
[7080151100000] 350Mm(L)X220Mm(D)X820Mm(H)X1.0Mm,,Cabinet For Fire Extinguisher ( 5Kg Co2), Weather Proof, Lockable,Hairline Finish,,Lock & Key, Break Glass, U-Rubber At All Glass,,Material: Ss304, |  |  |  | 7080151100000 | 0307400000000 | 1.0000 | nos. |  | 1.4.2 SS Cabinet/ Frame&Door Complete - FX
[7080151100000] 350Mm(L)X220Mm(D)X820Mm(H)X1.0Mm,,Cabinet For Fire Extinguisher ( 5Kg Co2), Weather Proof, Lockable,Hairline Finish,,Lock & Key, Break Glass, U-Rubber At All Glass,,Material: Ss304, |  |  |  | 7080151100000 | 0304980000000 | 1.0000 | nos. |  | 1.4.2 SS Cabinet/ Frame&Door Complete - FX
[7080151100000] 350Mm(L)X220Mm(D)X820Mm(H)X1.0Mm,,Cabinet For Fire Extinguisher ( 5Kg Co2), Weather Proof, Lockable,Hairline Finish,,Lock & Key, Break Glass, U-Rubber At All Glass,,Material: Ss304, |  |  |  | 7080151100000 | 0305450000000 | 1.0000 | nos. |  | 1.4.2 SS Cabinet/ Frame&Door Complete - FX
[7080151100000] 350Mm(L)X220Mm(D)X820Mm(H)X1.0Mm,,Cabinet For Fire Extinguisher ( 5Kg Co2), Weather Proof, Lockable,Hairline Finish,,Lock & Key, Break Glass, U-Rubber At All Glass,,Material: Ss304, |  |  |  | 7080151100000 | 0308118800000 | 1.0000 | nos. |  | 1.4.2 SS Cabinet/ Frame&Door Complete - FX
[7080160000000] 120MM(H)X120MM(L)X60MM(D)X1.2MM,,CABINET FOR JET NOZZLE WALL MOUNTED, NON WEATHER PROOF, LOCKABLE,RED COLOUR,,LOCK & KEY, PLAIN GLASS,MATERIAL : EG, |  |  |  | 7080160000000 | 0308410100000 | 1.0000 | nos. |  | Other EG Cabinets
[7080160000000] 120MM(H)X120MM(L)X60MM(D)X1.2MM,,CABINET FOR JET NOZZLE WALL MOUNTED, NON WEATHER PROOF, LOCKABLE,RED COLOUR,,LOCK & KEY, PLAIN GLASS,MATERIAL : EG, |  |  |  | 7080160000000 | 0307400000000 | 1.0000 | nos. |  | Other EG Cabinets
[7080160000000] 120MM(H)X120MM(L)X60MM(D)X1.2MM,,CABINET FOR JET NOZZLE WALL MOUNTED, NON WEATHER PROOF, LOCKABLE,RED COLOUR,,LOCK & KEY, PLAIN GLASS,MATERIAL : EG, |  |  |  | 7080160000000 | 0304980100000 | 1.0000 | nos. |  | Other EG Cabinets
[7080160100000] Cabinet For Jet Nozzle - Wall Mounted, Non-Weather Proof, Lockable, Red Colour c/w Lock & Key (0323786600000), Plain Glass, Size: 138mm(H) x 138mm(L) x 53mm(D) x 1.2mm Material : EG |  |  |  | 7080160100000 | 0323786600000 | 1.0000 | nos. |  | 1.2.5 Other EG Cabinets Complete
[7080160100000] Cabinet For Jet Nozzle - Wall Mounted, Non-Weather Proof, Lockable, Red Colour c/w Lock & Key (0323786600000), Plain Glass, Size: 138mm(H) x 138mm(L) x 53mm(D) x 1.2mm Material : EG |  |  |  | 7080160100000 | 0304810200000 | 1.0000 | nos. |  | 1.2.5 Other EG Cabinets Complete
[7080160100000] Cabinet For Jet Nozzle - Wall Mounted, Non-Weather Proof, Lockable, Red Colour c/w Lock & Key (0323786600000), Plain Glass, Size: 138mm(H) x 138mm(L) x 53mm(D) x 1.2mm Material : EG |  |  |  | 7080160100000 | 0308116200000 | 1.0000 | nos. |  | 1.2.5 Other EG Cabinets Complete
[7080160100000] Cabinet For Jet Nozzle - Wall Mounted, Non-Weather Proof, Lockable, Red Colour c/w Lock & Key (0323786600000), Plain Glass, Size: 138mm(H) x 138mm(L) x 53mm(D) x 1.2mm Material : EG |  |  |  | 7080160100000 | 0304980500000 | 1.0000 | nos. |  | 1.2.5 Other EG Cabinets Complete
[7080160200000] Cabinet For Jet Nozzle - Wall Mounted, Non-Weather Proof, Lockable, Red Colour c/w Plastic Lock & Key (0307400800000), Plain Glass, Size: 138mm(H) x 138mm(L) x 53mm(D) x 1.2mm Material : EG |  |  |  | 7080160200000 | 0304980500000 | 1.0000 | nos. |  | 1.2.5 Other EG Cabinets Complete
[7080160200000] Cabinet For Jet Nozzle - Wall Mounted, Non-Weather Proof, Lockable, Red Colour c/w Plastic Lock & Key (0307400800000), Plain Glass, Size: 138mm(H) x 138mm(L) x 53mm(D) x 1.2mm Material : EG |  |  |  | 7080160200000 | 0304810200000 | 1.0000 | nos. |  | 1.2.5 Other EG Cabinets Complete
[7080160200000] Cabinet For Jet Nozzle - Wall Mounted, Non-Weather Proof, Lockable, Red Colour c/w Plastic Lock & Key (0307400800000), Plain Glass, Size: 138mm(H) x 138mm(L) x 53mm(D) x 1.2mm Material : EG |  |  |  | 7080160200000 | 0321250000000 | 1.0000 | nos. |  | 1.2.5 Other EG Cabinets Complete
[7080160200000] Cabinet For Jet Nozzle - Wall Mounted, Non-Weather Proof, Lockable, Red Colour c/w Plastic Lock & Key (0307400800000), Plain Glass, Size: 138mm(H) x 138mm(L) x 53mm(D) x 1.2mm Material : EG |  |  |  | 7080160200000 | 0307400800000 | 1.0000 | nos. |  | 1.2.5 Other EG Cabinets Complete
[7080160200000] Cabinet For Jet Nozzle - Wall Mounted, Non-Weather Proof, Lockable, Red Colour c/w Plastic Lock & Key (0307400800000), Plain Glass, Size: 138mm(H) x 138mm(L) x 53mm(D) x 1.2mm Material : EG |  |  |  | 7080160200000 | 0308116200000 | 1.0000 | nos. |  | 1.2.5 Other EG Cabinets Complete
[7080170000000] Cabinet For 2 Way Breeching Inlet - Wall Mounted 'Dry Riser Breeching Inlet', Red Colour c/w Spring Lock, 6mm Wire Glass, 570mm (L) x 395mm (H) x 305mm (D), Material : 1.2mm EG |  |  |  | 7080170000000 | 0304820000000 | 6.0000 | nos. |  | 1.2.1 EG Cabinet/ Frame&Door Complete- BI
[7080170000000] Cabinet For 2 Way Breeching Inlet - Wall Mounted 'Dry Riser Breeching Inlet', Red Colour c/w Spring Lock, 6mm Wire Glass, 570mm (L) x 395mm (H) x 305mm (D), Material : 1.2mm EG |  |  |  | 7080170000000 | 0308029600000 | 1.0000 | nos. |  | 1.2.1 EG Cabinet/ Frame&Door Complete- BI
[7080170000000] Cabinet For 2 Way Breeching Inlet - Wall Mounted 'Dry Riser Breeching Inlet', Red Colour c/w Spring Lock, 6mm Wire Glass, 570mm (L) x 395mm (H) x 305mm (D), Material : 1.2mm EG |  |  |  | 7080170000000 | 0307390000000 | 1.0000 | nos. |  | 1.2.1 EG Cabinet/ Frame&Door Complete- BI
[7080170000000] Cabinet For 2 Way Breeching Inlet - Wall Mounted 'Dry Riser Breeching Inlet', Red Colour c/w Spring Lock, 6mm Wire Glass, 570mm (L) x 395mm (H) x 305mm (D), Material : 1.2mm EG |  |  |  | 7080170000000 | 0303090000000 | 6.0000 | nos. |  | 1.2.1 EG Cabinet/ Frame&Door Complete- BI
[7080170000000] Cabinet For 2 Way Breeching Inlet - Wall Mounted 'Dry Riser Breeching Inlet', Red Colour c/w Spring Lock, 6mm Wire Glass, 570mm (L) x 395mm (H) x 305mm (D), Material : 1.2mm EG |  |  |  | 7080170000000 | 0304950000000 | 1.0000 | nos. |  | 1.2.1 EG Cabinet/ Frame&Door Complete- BI
[7080170100000] Cabinet For 2 Way Breeching Inlet - Wall Mounted 'Dry Riser Breeching Inlet', Hairline Finish c/w Spring Lock, 6mm Wire Glass, 570mm (L) x 395mm (H) x 305mm (D), Material : 1.0mm SS304 |  |  |  | 7080170100000 | 0307991100000 | 1.0000 | nos. |  | 1.4.1 SS Cabinet/ Frame&Door Complete - BI
[7080170100000] Cabinet For 2 Way Breeching Inlet - Wall Mounted 'Dry Riser Breeching Inlet', Hairline Finish c/w Spring Lock, 6mm Wire Glass, 570mm (L) x 395mm (H) x 305mm (D), Material : 1.0mm SS304 |  |  |  | 7080170100000 | 0304950000000 | 1.0000 | nos. |  | 1.4.1 SS Cabinet/ Frame&Door Complete - BI
[7080170100000] Cabinet For 2 Way Breeching Inlet - Wall Mounted 'Dry Riser Breeching Inlet', Hairline Finish c/w Spring Lock, 6mm Wire Glass, 570mm (L) x 395mm (H) x 305mm (D), Material : 1.0mm SS304 |  |  |  | 7080170100000 | 0307390000000 | 1.0000 | nos. |  | 1.4.1 SS Cabinet/ Frame&Door Complete - BI
[7080170100000] Cabinet For 2 Way Breeching Inlet - Wall Mounted 'Dry Riser Breeching Inlet', Hairline Finish c/w Spring Lock, 6mm Wire Glass, 570mm (L) x 395mm (H) x 305mm (D), Material : 1.0mm SS304 |  |  |  | 7080170100000 | 0304810000000 | 6.0000 | nos. |  | 1.4.1 SS Cabinet/ Frame&Door Complete - BI
[7080170100000] Cabinet For 2 Way Breeching Inlet - Wall Mounted 'Dry Riser Breeching Inlet', Hairline Finish c/w Spring Lock, 6mm Wire Glass, 570mm (L) x 395mm (H) x 305mm (D), Material : 1.0mm SS304 |  |  |  | 7080170100000 | 0303090100000 | 6.0000 | nos. |  | 1.4.1 SS Cabinet/ Frame&Door Complete - BI
[7080170200000] 570mm(L) x 395mm(H) x 305mm(D) x 1.0mm - Cabinet For 2Way Breeching Inlet, Wall Mounted 'Dry Riser Breeching Inlet', Hairline Finish c/w Spring Lock, 6mm Wire Glass, Material: SS316 |  |  |  | 7080170200000 | 0303090200000 | 6.0000 | nos. |  | 1.4.1 SS Cabinet/ Frame&Door Complete - BI
[7080170200000] 570mm(L) x 395mm(H) x 305mm(D) x 1.0mm - Cabinet For 2Way Breeching Inlet, Wall Mounted 'Dry Riser Breeching Inlet', Hairline Finish c/w Spring Lock, 6mm Wire Glass, Material: SS316 |  |  |  | 7080170200000 | 0304950000000 | 1.0000 | nos. |  | 1.4.1 SS Cabinet/ Frame&Door Complete - BI
[7080170200000] 570mm(L) x 395mm(H) x 305mm(D) x 1.0mm - Cabinet For 2Way Breeching Inlet, Wall Mounted 'Dry Riser Breeching Inlet', Hairline Finish c/w Spring Lock, 6mm Wire Glass, Material: SS316 |  |  |  | 7080170200000 | 0307390000000 | 1.0000 | nos. |  | 1.4.1 SS Cabinet/ Frame&Door Complete - BI
[7080170200000] 570mm(L) x 395mm(H) x 305mm(D) x 1.0mm - Cabinet For 2Way Breeching Inlet, Wall Mounted 'Dry Riser Breeching Inlet', Hairline Finish c/w Spring Lock, 6mm Wire Glass, Material: SS316 |  |  |  | 7080170200000 | 0307991300000 | 1.0000 | nos. |  | 1.4.1 SS Cabinet/ Frame&Door Complete - BI
[7080170200000] 570mm(L) x 395mm(H) x 305mm(D) x 1.0mm - Cabinet For 2Way Breeching Inlet, Wall Mounted 'Dry Riser Breeching Inlet', Hairline Finish c/w Spring Lock, 6mm Wire Glass, Material: SS316 |  |  |  | 7080170200000 | 0304810000000 | 6.0000 | nos. |  | 1.4.1 SS Cabinet/ Frame&Door Complete - BI
[7080170300000] Cabinet For 2 Way Breeching Inlet (BS 5041-5)- Wall Mounted 'Dry Riser Breeching Inlet', Red Colour c/w Spring Lock, 6mm Wire Glass, 595mm (L) x 395mm (H) x 295mm (D), Material : 1.5mm EG |  |  |  | 7080170300000 | 0303090000000 | 6.0000 | nos. |  | 1.2.1 EG Cabinet/ Frame&Door Complete- BI
[7080170300000] Cabinet For 2 Way Breeching Inlet (BS 5041-5)- Wall Mounted 'Dry Riser Breeching Inlet', Red Colour c/w Spring Lock, 6mm Wire Glass, 595mm (L) x 395mm (H) x 295mm (D), Material : 1.5mm EG |  |  |  | 7080170300000 | 0305000300000 | 1.0000 | nos. |  | 1.2.1 EG Cabinet/ Frame&Door Complete- BI
[7080170300000] Cabinet For 2 Way Breeching Inlet (BS 5041-5)- Wall Mounted 'Dry Riser Breeching Inlet', Red Colour c/w Spring Lock, 6mm Wire Glass, 595mm (L) x 395mm (H) x 295mm (D), Material : 1.5mm EG |  |  |  | 7080170300000 | 0308991100000 | 1.0000 | nos. |  | 1.2.1 EG Cabinet/ Frame&Door Complete- BI
[7080170300000] Cabinet For 2 Way Breeching Inlet (BS 5041-5)- Wall Mounted 'Dry Riser Breeching Inlet', Red Colour c/w Spring Lock, 6mm Wire Glass, 595mm (L) x 395mm (H) x 295mm (D), Material : 1.5mm EG |  |  |  | 7080170300000 | 0304820000000 | 6.0000 | nos. |  | 1.2.1 EG Cabinet/ Frame&Door Complete- BI
[7080170300000] Cabinet For 2 Way Breeching Inlet (BS 5041-5)- Wall Mounted 'Dry Riser Breeching Inlet', Red Colour c/w Spring Lock, 6mm Wire Glass, 595mm (L) x 395mm (H) x 295mm (D), Material : 1.5mm EG |  |  |  | 7080170300000 | 0307390000000 | 1.0000 | nos. |  | 1.2.1 EG Cabinet/ Frame&Door Complete- BI
[7080170321001] 595mm(L)x395mm(H)x295mm(D)x1mm, Cabinet For Breeching Inlet 2 Way Wall Mount, 'Dry Riser Breeching Inlet', Hairline, Spring Lock, 6mm Wire Glass, BS5041-5, Material : SS304 |  |  |  | 7080170321001 | 0303090100000 | 6.0000 | nos. |  | 1.2.1 EG Cabinet/ Frame&Door Complete- BI
[7080170321001] 595mm(L)x395mm(H)x295mm(D)x1mm, Cabinet For Breeching Inlet 2 Way Wall Mount, 'Dry Riser Breeching Inlet', Hairline, Spring Lock, 6mm Wire Glass, BS5041-5, Material : SS304 |  |  |  | 7080170321001 | 0304810000000 | 6.0000 | nos. |  | 1.2.1 EG Cabinet/ Frame&Door Complete- BI
[7080170321001] 595mm(L)x395mm(H)x295mm(D)x1mm, Cabinet For Breeching Inlet 2 Way Wall Mount, 'Dry Riser Breeching Inlet', Hairline, Spring Lock, 6mm Wire Glass, BS5041-5, Material : SS304 |  |  |  | 7080170321001 | 0307390000000 | 1.0000 | nos. |  | 1.2.1 EG Cabinet/ Frame&Door Complete- BI
[7080170321001] 595mm(L)x395mm(H)x295mm(D)x1mm, Cabinet For Breeching Inlet 2 Way Wall Mount, 'Dry Riser Breeching Inlet', Hairline, Spring Lock, 6mm Wire Glass, BS5041-5, Material : SS304 |  |  |  | 7080170321001 | 0308991121001 | 1.0000 | nos. |  | 1.2.1 EG Cabinet/ Frame&Door Complete- BI
[7080170321001] 595mm(L)x395mm(H)x295mm(D)x1mm, Cabinet For Breeching Inlet 2 Way Wall Mount, 'Dry Riser Breeching Inlet', Hairline, Spring Lock, 6mm Wire Glass, BS5041-5, Material : SS304 |  |  |  | 7080170321001 | 0305000300000 | 1.0000 | nos. |  | 1.2.1 EG Cabinet/ Frame&Door Complete- BI
[7080170321002] 595mm(L)x395mm(H)x295mm(D)x1mm, Cabinet For Breeching Inlet 2 Way Wall Mount, 'Dry Riser Breeching Inlet', Hairline, Spring Lock, 6mm Wire Glass, BS5041-5, Material : SS316 |  |  |  | 7080170321002 | 0307390000000 | 1.0000 | nos. |  | 1.2.1 EG Cabinet/ Frame&Door Complete- BI
[7080170321002] 595mm(L)x395mm(H)x295mm(D)x1mm, Cabinet For Breeching Inlet 2 Way Wall Mount, 'Dry Riser Breeching Inlet', Hairline, Spring Lock, 6mm Wire Glass, BS5041-5, Material : SS316 |  |  |  | 7080170321002 | 0305000300000 | 1.0000 | nos. |  | 1.2.1 EG Cabinet/ Frame&Door Complete- BI
[7080170321002] 595mm(L)x395mm(H)x295mm(D)x1mm, Cabinet For Breeching Inlet 2 Way Wall Mount, 'Dry Riser Breeching Inlet', Hairline, Spring Lock, 6mm Wire Glass, BS5041-5, Material : SS316 |  |  |  | 7080170321002 | 0304810000000 | 6.0000 | nos. |  | 1.2.1 EG Cabinet/ Frame&Door Complete- BI
[7080170321002] 595mm(L)x395mm(H)x295mm(D)x1mm, Cabinet For Breeching Inlet 2 Way Wall Mount, 'Dry Riser Breeching Inlet', Hairline, Spring Lock, 6mm Wire Glass, BS5041-5, Material : SS316 |  |  |  | 7080170321002 | 0308991121002 | 1.0000 | nos. |  | 1.2.1 EG Cabinet/ Frame&Door Complete- BI
[7080170321002] 595mm(L)x395mm(H)x295mm(D)x1mm, Cabinet For Breeching Inlet 2 Way Wall Mount, 'Dry Riser Breeching Inlet', Hairline, Spring Lock, 6mm Wire Glass, BS5041-5, Material : SS316 |  |  |  | 7080170321002 | 0303090100000 | 6.0000 | nos. |  | 1.2.1 EG Cabinet/ Frame&Door Complete- BI
[7080170323001] Cabinet For 2 Way Breeching Inlet (BS 5041-5)- Wall Mounted “Foam Riser Breeching Inlet', Red Colour c/w Spring Lock, 6mm Wire Glass, 595mm (L) x 395mm (H) x 295mm (D), Material : 1.5mm EG |  |  |  | 7080170323001 | 0303090000000 | 6.0000 | nos. |  | 1.2.1 EG Cabinet/ Frame&Door Complete- BI
[7080170323001] Cabinet For 2 Way Breeching Inlet (BS 5041-5)- Wall Mounted “Foam Riser Breeching Inlet', Red Colour c/w Spring Lock, 6mm Wire Glass, 595mm (L) x 395mm (H) x 295mm (D), Material : 1.5mm EG |  |  |  | 7080170323001 | 0304820000000 | 6.0000 | nos. |  | 1.2.1 EG Cabinet/ Frame&Door Complete- BI
[7080170323001] Cabinet For 2 Way Breeching Inlet (BS 5041-5)- Wall Mounted “Foam Riser Breeching Inlet', Red Colour c/w Spring Lock, 6mm Wire Glass, 595mm (L) x 395mm (H) x 295mm (D), Material : 1.5mm EG |  |  |  | 7080170323001 | 0307390000000 | 1.0000 | nos. |  | 1.2.1 EG Cabinet/ Frame&Door Complete- BI
[7080170323001] Cabinet For 2 Way Breeching Inlet (BS 5041-5)- Wall Mounted “Foam Riser Breeching Inlet', Red Colour c/w Spring Lock, 6mm Wire Glass, 595mm (L) x 395mm (H) x 295mm (D), Material : 1.5mm EG |  |  |  | 7080170323001 | 0308991100000 | 1.0000 | nos. |  | 1.2.1 EG Cabinet/ Frame&Door Complete- BI
[7080170323001] Cabinet For 2 Way Breeching Inlet (BS 5041-5)- Wall Mounted “Foam Riser Breeching Inlet', Red Colour c/w Spring Lock, 6mm Wire Glass, 595mm (L) x 395mm (H) x 295mm (D), Material : 1.5mm EG |  |  |  | 7080170323001 | 0305000300000 | 1.0000 | nos. |  | 1.2.1 EG Cabinet/ Frame&Door Complete- BI
[7080170324001] 595mm(L)x395mm(H)x295mm(D)x1mm, Cabinet For Breeching Inlet 2 Way Wall Mount, Wording 'Water Mist Breeching Inlet', Hairline Finished, Spring Lock, 6mm Wire Glass, BS5041-5, Material : SS304 |  |  |  | 7080170324001 | 0308991124001 | 1.0000 | nos. |  | 1.2.1 EG Cabinet/ Frame&Door Complete- BI
[7080170324001] 595mm(L)x395mm(H)x295mm(D)x1mm, Cabinet For Breeching Inlet 2 Way Wall Mount, Wording 'Water Mist Breeching Inlet', Hairline Finished, Spring Lock, 6mm Wire Glass, BS5041-5, Material : SS304 |  |  |  | 7080170324001 | 0304810000000 | 6.0000 | nos. |  | 1.2.1 EG Cabinet/ Frame&Door Complete- BI
[7080170324001] 595mm(L)x395mm(H)x295mm(D)x1mm, Cabinet For Breeching Inlet 2 Way Wall Mount, Wording 'Water Mist Breeching Inlet', Hairline Finished, Spring Lock, 6mm Wire Glass, BS5041-5, Material : SS304 |  |  |  | 7080170324001 | 0303090100000 | 6.0000 | nos. |  | 1.2.1 EG Cabinet/ Frame&Door Complete- BI
[7080170324001] 595mm(L)x395mm(H)x295mm(D)x1mm, Cabinet For Breeching Inlet 2 Way Wall Mount, Wording 'Water Mist Breeching Inlet', Hairline Finished, Spring Lock, 6mm Wire Glass, BS5041-5, Material : SS304 |  |  |  | 7080170324001 | 0305000300000 | 1.0000 | nos. |  | 1.2.1 EG Cabinet/ Frame&Door Complete- BI
[7080170324001] 595mm(L)x395mm(H)x295mm(D)x1mm, Cabinet For Breeching Inlet 2 Way Wall Mount, Wording 'Water Mist Breeching Inlet', Hairline Finished, Spring Lock, 6mm Wire Glass, BS5041-5, Material : SS304 |  |  |  | 7080170324001 | 0307390000000 | 1.0000 | nos. |  | 1.2.1 EG Cabinet/ Frame&Door Complete- BI
[7080170325001] Cabinet For Breeching Inlet 2 Way Wall Mounted, Door Only, Dry Riser Breeching Inlet, Red Colour, Spring Lock, 6mm Wire Glass,551mm (L) x 351mm (H) x 20mm (D), Material : 1.5mm EG BS5041-5, Material : EG |  |  |  | 7080170325001 | 0303090000000 | 6.0000 | nos. |  | 1.2.1 EG Cabinet/ Frame&Door Complete- BI
[7080170325001] Cabinet For Breeching Inlet 2 Way Wall Mounted, Door Only, Dry Riser Breeching Inlet, Red Colour, Spring Lock, 6mm Wire Glass,551mm (L) x 351mm (H) x 20mm (D), Material : 1.5mm EG BS5041-5, Material : EG |  |  |  | 7080170325001 | 0305000300000 | 1.0000 | nos. |  | 1.2.1 EG Cabinet/ Frame&Door Complete- BI
[7080170325001] Cabinet For Breeching Inlet 2 Way Wall Mounted, Door Only, Dry Riser Breeching Inlet, Red Colour, Spring Lock, 6mm Wire Glass,551mm (L) x 351mm (H) x 20mm (D), Material : 1.5mm EG BS5041-5, Material : EG |  |  |  | 7080170325001 | 0307390000000 | 1.0000 | nos. |  | 1.2.1 EG Cabinet/ Frame&Door Complete- BI
[7080170325001] Cabinet For Breeching Inlet 2 Way Wall Mounted, Door Only, Dry Riser Breeching Inlet, Red Colour, Spring Lock, 6mm Wire Glass,551mm (L) x 351mm (H) x 20mm (D), Material : 1.5mm EG BS5041-5, Material : EG |  |  |  | 7080170325001 | 0304820000000 | 6.0000 | nos. |  | 1.2.1 EG Cabinet/ Frame&Door Complete- BI
[7080170325001] Cabinet For Breeching Inlet 2 Way Wall Mounted, Door Only, Dry Riser Breeching Inlet, Red Colour, Spring Lock, 6mm Wire Glass,551mm (L) x 351mm (H) x 20mm (D), Material : 1.5mm EG BS5041-5, Material : EG |  |  |  | 7080170325001 | 0308991125001 | 1.0000 | nos. |  | 1.2.1 EG Cabinet/ Frame&Door Complete- BI
[7080170325003] Cabinet For 2 Way Breeching Inlet, Wall Mounted, 'DRY RISER BREECHING INLET', Non-Weather Proof, Red Colour c/w Spring Lock, 6mm Wire Glass, 660mm (W) x 485mm (H) x 295mm (D) x 1.5 mm, Material: EG |  |  |  | 7080170325003 | 0308991125003 | 1.0000 | nos.
[7080170325003] Cabinet For 2 Way Breeching Inlet, Wall Mounted, 'DRY RISER BREECHING INLET', Non-Weather Proof, Red Colour c/w Spring Lock, 6mm Wire Glass, 660mm (W) x 485mm (H) x 295mm (D) x 1.5 mm, Material: EG |  |  |  | 7080170325003 | 0304820000000 | 6.0000 | nos.
[7080170325003] Cabinet For 2 Way Breeching Inlet, Wall Mounted, 'DRY RISER BREECHING INLET', Non-Weather Proof, Red Colour c/w Spring Lock, 6mm Wire Glass, 660mm (W) x 485mm (H) x 295mm (D) x 1.5 mm, Material: EG |  |  |  | 7080170325003 | 0307390000000 | 1.0000 | nos.
[7080170325003] Cabinet For 2 Way Breeching Inlet, Wall Mounted, 'DRY RISER BREECHING INLET', Non-Weather Proof, Red Colour c/w Spring Lock, 6mm Wire Glass, 660mm (W) x 485mm (H) x 295mm (D) x 1.5 mm, Material: EG |  |  |  | 7080170325003 | 0303090000000 | 6.0000 | nos.
[7080170325003] Cabinet For 2 Way Breeching Inlet, Wall Mounted, 'DRY RISER BREECHING INLET', Non-Weather Proof, Red Colour c/w Spring Lock, 6mm Wire Glass, 660mm (W) x 485mm (H) x 295mm (D) x 1.5 mm, Material: EG |  |  |  | 7080170325003 | 0305000100000 | 1.0000 | nos.
[7080170325004] Cabinet For 2 Way Breeching Inlet, Wall Mounted, 'DRY RISER BREECHING INLET', Non-Weather Proof, Red Colour c/w Spring Lock, 6mm Wire Glass, 635mm (W) x 460mm (H) x 295mm (D) x 1.5 mm, Material: EG |  |  |  | 7080170325004 | 0303090000000 | 6.0000 | nos.
[7080170325004] Cabinet For 2 Way Breeching Inlet, Wall Mounted, 'DRY RISER BREECHING INLET', Non-Weather Proof, Red Colour c/w Spring Lock, 6mm Wire Glass, 635mm (W) x 460mm (H) x 295mm (D) x 1.5 mm, Material: EG |  |  |  | 7080170325004 | 0308991125004 | 1.0000 | nos.
[7080170325004] Cabinet For 2 Way Breeching Inlet, Wall Mounted, 'DRY RISER BREECHING INLET', Non-Weather Proof, Red Colour c/w Spring Lock, 6mm Wire Glass, 635mm (W) x 460mm (H) x 295mm (D) x 1.5 mm, Material: EG |  |  |  | 7080170325004 | 0304820000000 | 6.0000 | nos.
[7080170325004] Cabinet For 2 Way Breeching Inlet, Wall Mounted, 'DRY RISER BREECHING INLET', Non-Weather Proof, Red Colour c/w Spring Lock, 6mm Wire Glass, 635mm (W) x 460mm (H) x 295mm (D) x 1.5 mm, Material: EG |  |  |  | 7080170325004 | 0305000100000 | 1.0000 | nos.
[7080170325004] Cabinet For 2 Way Breeching Inlet, Wall Mounted, 'DRY RISER BREECHING INLET', Non-Weather Proof, Red Colour c/w Spring Lock, 6mm Wire Glass, 635mm (W) x 460mm (H) x 295mm (D) x 1.5 mm, Material: EG |  |  |  | 7080170325004 | 0307390000000 | 1.0000 | nos.
[7080180000000] Cabinet For 4 Way Breeching Inlet - Wall Mounted 'Sprinkler Breeching Inlet', Red Colour c/w Spring Lock, 6mm Wire Glass, 570mm (L) x 570mm (H) x 305mm (D), Material : 1.2mm EG |  |  |  | 7080180000000 | 0307390000000 | 1.0000 | nos. |  | 1.2.1 EG Cabinet/ Frame&Door Complete- BI
[7080180000000] Cabinet For 4 Way Breeching Inlet - Wall Mounted 'Sprinkler Breeching Inlet', Red Colour c/w Spring Lock, 6mm Wire Glass, 570mm (L) x 570mm (H) x 305mm (D), Material : 1.2mm EG |  |  |  | 7080180000000 | 0304820000000 | 6.0000 | nos. |  | 1.2.1 EG Cabinet/ Frame&Door Complete- BI
[7080180000000] Cabinet For 4 Way Breeching Inlet - Wall Mounted 'Sprinkler Breeching Inlet', Red Colour c/w Spring Lock, 6mm Wire Glass, 570mm (L) x 570mm (H) x 305mm (D), Material : 1.2mm EG |  |  |  | 7080180000000 | 0304940000000 | 1.0000 | nos. |  | 1.2.1 EG Cabinet/ Frame&Door Complete- BI
[7080180000000] Cabinet For 4 Way Breeching Inlet - Wall Mounted 'Sprinkler Breeching Inlet', Red Colour c/w Spring Lock, 6mm Wire Glass, 570mm (L) x 570mm (H) x 305mm (D), Material : 1.2mm EG |  |  |  | 7080180000000 | 0303090000000 | 6.0000 | nos. |  | 1.2.1 EG Cabinet/ Frame&Door Complete- BI
[7080180000000] Cabinet For 4 Way Breeching Inlet - Wall Mounted 'Sprinkler Breeching Inlet', Red Colour c/w Spring Lock, 6mm Wire Glass, 570mm (L) x 570mm (H) x 305mm (D), Material : 1.2mm EG |  |  |  | 7080180000000 | 0308028600000 | 1.0000 | nos. |  | 1.2.1 EG Cabinet/ Frame&Door Complete- BI
[7080180100000] 570mm (L) x 570mm (H) x 305mm (D) x 1.0mm - Cabinet For 4Way Breeching Inlet - Wall Mounted 'Sprinkler Breeching Inlet', Hairline Finish c/w Spring Lock, 6mm Wire Glass, Material: SS304 |  |  |  | 7080180100000 | 0303090100000 | 6.0000 | nos. |  | 1.4.1 SS Cabinet/ Frame&Door Complete - BI
[7080180100000] 570mm (L) x 570mm (H) x 305mm (D) x 1.0mm - Cabinet For 4Way Breeching Inlet - Wall Mounted 'Sprinkler Breeching Inlet', Hairline Finish c/w Spring Lock, 6mm Wire Glass, Material: SS304 |  |  |  | 7080180100000 | 0304940000000 | 1.0000 | nos. |  | 1.4.1 SS Cabinet/ Frame&Door Complete - BI
[7080180100000] 570mm (L) x 570mm (H) x 305mm (D) x 1.0mm - Cabinet For 4Way Breeching Inlet - Wall Mounted 'Sprinkler Breeching Inlet', Hairline Finish c/w Spring Lock, 6mm Wire Glass, Material: SS304 |  |  |  | 7080180100000 | 0304810000000 | 6.0000 | nos. |  | 1.4.1 SS Cabinet/ Frame&Door Complete - BI
[7080180100000] 570mm (L) x 570mm (H) x 305mm (D) x 1.0mm - Cabinet For 4Way Breeching Inlet - Wall Mounted 'Sprinkler Breeching Inlet', Hairline Finish c/w Spring Lock, 6mm Wire Glass, Material: SS304 |  |  |  | 7080180100000 | 0307390000000 | 1.0000 | nos. |  | 1.4.1 SS Cabinet/ Frame&Door Complete - BI
[7080180100000] 570mm (L) x 570mm (H) x 305mm (D) x 1.0mm - Cabinet For 4Way Breeching Inlet - Wall Mounted 'Sprinkler Breeching Inlet', Hairline Finish c/w Spring Lock, 6mm Wire Glass, Material: SS304 |  |  |  | 7080180100000 | 0308026819001 | 1.0000 | nos. |  | 1.4.1 SS Cabinet/ Frame&Door Complete - BI
[7080180200000] 570mm(L) x 570mm(H) x 305mm(D) x 1.0mm - Cabinet For 4Way Breeching Inlet, Wall Mounted 'Sprinkler Breeching Inlet', Hairline Finish c/w Spring Lock, 6mm Wire Glass, Material: SS316 |  |  |  | 7080180200000 | 0304810000000 | 6.0000 | nos. |  | 1.4.1 SS Cabinet/ Frame&Door Complete - BI
[7080180200000] 570mm(L) x 570mm(H) x 305mm(D) x 1.0mm - Cabinet For 4Way Breeching Inlet, Wall Mounted 'Sprinkler Breeching Inlet', Hairline Finish c/w Spring Lock, 6mm Wire Glass, Material: SS316 |  |  |  | 7080180200000 | 0304940000000 | 1.0000 | nos. |  | 1.4.1 SS Cabinet/ Frame&Door Complete - BI
[7080180200000] 570mm(L) x 570mm(H) x 305mm(D) x 1.0mm - Cabinet For 4Way Breeching Inlet, Wall Mounted 'Sprinkler Breeching Inlet', Hairline Finish c/w Spring Lock, 6mm Wire Glass, Material: SS316 |  |  |  | 7080180200000 | 0303090200000 | 6.0000 | nos. |  | 1.4.1 SS Cabinet/ Frame&Door Complete - BI
[7080180200000] 570mm(L) x 570mm(H) x 305mm(D) x 1.0mm - Cabinet For 4Way Breeching Inlet, Wall Mounted 'Sprinkler Breeching Inlet', Hairline Finish c/w Spring Lock, 6mm Wire Glass, Material: SS316 |  |  |  | 7080180200000 | 0307390000000 | 1.0000 | nos. |  | 1.4.1 SS Cabinet/ Frame&Door Complete - BI
[7080180200000] 570mm(L) x 570mm(H) x 305mm(D) x 1.0mm - Cabinet For 4Way Breeching Inlet, Wall Mounted 'Sprinkler Breeching Inlet', Hairline Finish c/w Spring Lock, 6mm Wire Glass, Material: SS316 |  |  |  | 7080180200000 | 0308001300000 | 1.0000 | nos. |  | 1.4.1 SS Cabinet/ Frame&Door Complete - BI
[7080180300000] Cabinet For 4 Way Breeching Inlet - Wall Mounted 'Dry Riser Breeching Inlet', Red Colour c/w Spring Lock, 6mm Wire Glass, 570mm (L) x 570mm (H) x 305mm (D), Material : 1.2mm EG |  |  |  | 7080180300000 | 0304820000000 | 6.0000 | nos. |  | 1.2.1 EG Cabinet/ Frame&Door Complete- BI
[7080180300000] Cabinet For 4 Way Breeching Inlet - Wall Mounted 'Dry Riser Breeching Inlet', Red Colour c/w Spring Lock, 6mm Wire Glass, 570mm (L) x 570mm (H) x 305mm (D), Material : 1.2mm EG |  |  |  | 7080180300000 | 0308028600000 | 1.0000 | nos. |  | 1.2.1 EG Cabinet/ Frame&Door Complete- BI
[7080180300000] Cabinet For 4 Way Breeching Inlet - Wall Mounted 'Dry Riser Breeching Inlet', Red Colour c/w Spring Lock, 6mm Wire Glass, 570mm (L) x 570mm (H) x 305mm (D), Material : 1.2mm EG |  |  |  | 7080180300000 | 0304940000000 | 1.0000 | nos. |  | 1.2.1 EG Cabinet/ Frame&Door Complete- BI
[7080180300000] Cabinet For 4 Way Breeching Inlet - Wall Mounted 'Dry Riser Breeching Inlet', Red Colour c/w Spring Lock, 6mm Wire Glass, 570mm (L) x 570mm (H) x 305mm (D), Material : 1.2mm EG |  |  |  | 7080180300000 | 0303090000000 | 6.0000 | nos. |  | 1.2.1 EG Cabinet/ Frame&Door Complete- BI
[7080180300000] Cabinet For 4 Way Breeching Inlet - Wall Mounted 'Dry Riser Breeching Inlet', Red Colour c/w Spring Lock, 6mm Wire Glass, 570mm (L) x 570mm (H) x 305mm (D), Material : 1.2mm EG |  |  |  | 7080180300000 | 0307390000000 | 1.0000 | nos. |  | 1.2.1 EG Cabinet/ Frame&Door Complete- BI
[7080180400000] Cabinet For 4 Way Breeching Inlet (BS 5041-5)- Wall Mounted 'Sprinkler Breeching Inlet', Red Colour c/w Spring Lock, 6mm Wire Glass, 595mm (L) x 595mm (H) x 295mm (D), Material : 1.5mm EG |  |  |  | 7080180400000 | 0303090000000 | 6.0000 | nos. |  | 1.2.1 EG Cabinet/ Frame&Door Complete- BI
[7080180400000] Cabinet For 4 Way Breeching Inlet (BS 5041-5)- Wall Mounted 'Sprinkler Breeching Inlet', Red Colour c/w Spring Lock, 6mm Wire Glass, 595mm (L) x 595mm (H) x 295mm (D), Material : 1.5mm EG |  |  |  | 7080180400000 | 0307390000000 | 1.0000 | nos. |  | 1.2.1 EG Cabinet/ Frame&Door Complete- BI
[7080180400000] Cabinet For 4 Way Breeching Inlet (BS 5041-5)- Wall Mounted 'Sprinkler Breeching Inlet', Red Colour c/w Spring Lock, 6mm Wire Glass, 595mm (L) x 595mm (H) x 295mm (D), Material : 1.5mm EG |  |  |  | 7080180400000 | 0305000400000 | 1.0000 | nos. |  | 1.2.1 EG Cabinet/ Frame&Door Complete- BI
[7080180400000] Cabinet For 4 Way Breeching Inlet (BS 5041-5)- Wall Mounted 'Sprinkler Breeching Inlet', Red Colour c/w Spring Lock, 6mm Wire Glass, 595mm (L) x 595mm (H) x 295mm (D), Material : 1.5mm EG |  |  |  | 7080180400000 | 0304820000000 | 6.0000 | nos. |  | 1.2.1 EG Cabinet/ Frame&Door Complete- BI
[7080180400000] Cabinet For 4 Way Breeching Inlet (BS 5041-5)- Wall Mounted 'Sprinkler Breeching Inlet', Red Colour c/w Spring Lock, 6mm Wire Glass, 595mm (L) x 595mm (H) x 295mm (D), Material : 1.5mm EG |  |  |  | 7080180400000 | 0308991200000 | 1.0000 | nos. |  | 1.2.1 EG Cabinet/ Frame&Door Complete- BI
[7080180421001] 595mm(L)x595mm(H)x295mm(D)x1mm, Cabinet For Breeching Inlet 4 Way Wall Mount, 'SPRINKLER BREECHING INLET', Hairline, Spring Lock, 6mm Wire Glass, BS5041-5, Material : SS304 |  |  |  | 7080180421001 | 0308991221001 | 1.0000 | nos. |  | 1.2.1 EG Cabinet/ Frame&Door Complete- BI
[7080180421001] 595mm(L)x595mm(H)x295mm(D)x1mm, Cabinet For Breeching Inlet 4 Way Wall Mount, 'SPRINKLER BREECHING INLET', Hairline, Spring Lock, 6mm Wire Glass, BS5041-5, Material : SS304 |  |  |  | 7080180421001 | 0307390000000 | 1.0000 | nos. |  | 1.2.1 EG Cabinet/ Frame&Door Complete- BI
[7080180421001] 595mm(L)x595mm(H)x295mm(D)x1mm, Cabinet For Breeching Inlet 4 Way Wall Mount, 'SPRINKLER BREECHING INLET', Hairline, Spring Lock, 6mm Wire Glass, BS5041-5, Material : SS304 |  |  |  | 7080180421001 | 0304810000000 | 6.0000 | nos. |  | 1.2.1 EG Cabinet/ Frame&Door Complete- BI
[7080180421001] 595mm(L)x595mm(H)x295mm(D)x1mm, Cabinet For Breeching Inlet 4 Way Wall Mount, 'SPRINKLER BREECHING INLET', Hairline, Spring Lock, 6mm Wire Glass, BS5041-5, Material : SS304 |  |  |  | 7080180421001 | 0303090100000 | 6.0000 | nos. |  | 1.2.1 EG Cabinet/ Frame&Door Complete- BI
[7080180421001] 595mm(L)x595mm(H)x295mm(D)x1mm, Cabinet For Breeching Inlet 4 Way Wall Mount, 'SPRINKLER BREECHING INLET', Hairline, Spring Lock, 6mm Wire Glass, BS5041-5, Material : SS304 |  |  |  | 7080180421001 | 0305000400000 | 1.0000 | nos. |  | 1.2.1 EG Cabinet/ Frame&Door Complete- BI
[7080180421003] 595mm(L)x595mm(H)x295mm(D)x1.5mm, Cabinet For Breeching Inlet 4 Way Wall Mount, 'Dry Riser Breeching Inlet', Red Colour, Spring Lock, 6mm Wire Glass, BS5041-5, Material : EG |  |  |  | 7080180421003 | 0303090000000 | 6.0000 | nos. |  | 1.2.1 EG Cabinet/ Frame&Door Complete- BI
[7080180421003] 595mm(L)x595mm(H)x295mm(D)x1.5mm, Cabinet For Breeching Inlet 4 Way Wall Mount, 'Dry Riser Breeching Inlet', Red Colour, Spring Lock, 6mm Wire Glass, BS5041-5, Material : EG |  |  |  | 7080180421003 | 0307390000000 | 1.0000 | nos. |  | 1.2.1 EG Cabinet/ Frame&Door Complete- BI
[7080180421003] 595mm(L)x595mm(H)x295mm(D)x1.5mm, Cabinet For Breeching Inlet 4 Way Wall Mount, 'Dry Riser Breeching Inlet', Red Colour, Spring Lock, 6mm Wire Glass, BS5041-5, Material : EG |  |  |  | 7080180421003 | 0305000400000 | 1.0000 | nos. |  | 1.2.1 EG Cabinet/ Frame&Door Complete- BI
[7080180421003] 595mm(L)x595mm(H)x295mm(D)x1.5mm, Cabinet For Breeching Inlet 4 Way Wall Mount, 'Dry Riser Breeching Inlet', Red Colour, Spring Lock, 6mm Wire Glass, BS5041-5, Material : EG |  |  |  | 7080180421003 | 0308991200000 | 1.0000 | nos. |  | 1.2.1 EG Cabinet/ Frame&Door Complete- BI
[7080180421003] 595mm(L)x595mm(H)x295mm(D)x1.5mm, Cabinet For Breeching Inlet 4 Way Wall Mount, 'Dry Riser Breeching Inlet', Red Colour, Spring Lock, 6mm Wire Glass, BS5041-5, Material : EG |  |  |  | 7080180421003 | 0304820000000 | 6.0000 | nos. |  | 1.2.1 EG Cabinet/ Frame&Door Complete- BI
[7080180421005] 595mm(L)x595mm(H)x295mm(D)x1mm, Cabinet For Breeching Inlet 4 Way Wall Mount 'DRY RISER BREECHING INLET', Hairline, Spring Lock, 6mm Wire Glass, BS5041-5, Material : SS304 |  |  |  | 7080180421005 | 0303090100000 | 6.0000 | nos. |  | 1.2.1 EG Cabinet/ Frame&Door Complete- BI
[7080180421005] 595mm(L)x595mm(H)x295mm(D)x1mm, Cabinet For Breeching Inlet 4 Way Wall Mount 'DRY RISER BREECHING INLET', Hairline, Spring Lock, 6mm Wire Glass, BS5041-5, Material : SS304 |  |  |  | 7080180421005 | 0305000400000 | 1.0000 | nos. |  | 1.2.1 EG Cabinet/ Frame&Door Complete- BI
[7080180421005] 595mm(L)x595mm(H)x295mm(D)x1mm, Cabinet For Breeching Inlet 4 Way Wall Mount 'DRY RISER BREECHING INLET', Hairline, Spring Lock, 6mm Wire Glass, BS5041-5, Material : SS304 |  |  |  | 7080180421005 | 0304810000000 | 6.0000 | nos. |  | 1.2.1 EG Cabinet/ Frame&Door Complete- BI
[7080180421005] 595mm(L)x595mm(H)x295mm(D)x1mm, Cabinet For Breeching Inlet 4 Way Wall Mount 'DRY RISER BREECHING INLET', Hairline, Spring Lock, 6mm Wire Glass, BS5041-5, Material : SS304 |  |  |  | 7080180421005 | 0307390000000 | 1.0000 | nos. |  | 1.2.1 EG Cabinet/ Frame&Door Complete- BI
[7080180421005] 595mm(L)x595mm(H)x295mm(D)x1mm, Cabinet For Breeching Inlet 4 Way Wall Mount 'DRY RISER BREECHING INLET', Hairline, Spring Lock, 6mm Wire Glass, BS5041-5, Material : SS304 |  |  |  | 7080180421005 | 0308991222001 | 1.0000 | nos. |  | 1.2.1 EG Cabinet/ Frame&Door Complete- BI
[7080180422001] 595mm(L)x595mm(H)x295mm(D)x1mm,Cabinet For 4 Way Breeching Inlet (BS 5041-5)-Wall Mounted 'Sprinkler Breeching Inlet',Hairline,c/w Spring Lock,6mm Wire Glass,Material: SS316 |  |  |  | 7080180422001 | 0303090100000 | 6.0000 | nos. |  | 1.2.1 EG Cabinet/ Frame&Door Complete- BI
[7080180422001] 595mm(L)x595mm(H)x295mm(D)x1mm,Cabinet For 4 Way Breeching Inlet (BS 5041-5)-Wall Mounted 'Sprinkler Breeching Inlet',Hairline,c/w Spring Lock,6mm Wire Glass,Material: SS316 |  |  |  | 7080180422001 | 0307390000000 | 1.0000 | nos. |  | 1.2.1 EG Cabinet/ Frame&Door Complete- BI
[7080180422001] 595mm(L)x595mm(H)x295mm(D)x1mm,Cabinet For 4 Way Breeching Inlet (BS 5041-5)-Wall Mounted 'Sprinkler Breeching Inlet',Hairline,c/w Spring Lock,6mm Wire Glass,Material: SS316 |  |  |  | 7080180422001 | 0308991222003 | 1.0000 | nos. |  | 1.2.1 EG Cabinet/ Frame&Door Complete- BI
[7080180422001] 595mm(L)x595mm(H)x295mm(D)x1mm,Cabinet For 4 Way Breeching Inlet (BS 5041-5)-Wall Mounted 'Sprinkler Breeching Inlet',Hairline,c/w Spring Lock,6mm Wire Glass,Material: SS316 |  |  |  | 7080180422001 | 0304810000000 | 6.0000 | nos. |  | 1.2.1 EG Cabinet/ Frame&Door Complete- BI
[7080180422001] 595mm(L)x595mm(H)x295mm(D)x1mm,Cabinet For 4 Way Breeching Inlet (BS 5041-5)-Wall Mounted 'Sprinkler Breeching Inlet',Hairline,c/w Spring Lock,6mm Wire Glass,Material: SS316 |  |  |  | 7080180422001 | 0305000400000 | 1.0000 | nos. |  | 1.2.1 EG Cabinet/ Frame&Door Complete- BI
[7080180423001] 595mm(L)X595mm(H)X295mm(D)X1.5mm, Cabinet For Breeching Inlet 4 Way WallMount, "Sprinkler Breeching Inlet", Red Colour, Spring Lock, 6m Wire Glass, U-Rubber At All Glass,, Weatherproof, Material : EG |  |  |  | 7080180423001 | 0308991223001 | 1.0000 | nos. |  | 1.2.1 EG Cabinet/ Frame&Door Complete- BI
[7080180423001] 595mm(L)X595mm(H)X295mm(D)X1.5mm, Cabinet For Breeching Inlet 4 Way WallMount, "Sprinkler Breeching Inlet", Red Colour, Spring Lock, 6m Wire Glass, U-Rubber At All Glass,, Weatherproof, Material : EG |  |  |  | 7080180423001 | 0307390000000 | 1.0000 | nos. |  | 1.2.1 EG Cabinet/ Frame&Door Complete- BI
[7080180423001] 595mm(L)X595mm(H)X295mm(D)X1.5mm, Cabinet For Breeching Inlet 4 Way WallMount, "Sprinkler Breeching Inlet", Red Colour, Spring Lock, 6m Wire Glass, U-Rubber At All Glass,, Weatherproof, Material : EG |  |  |  | 7080180423001 | 0305470000000 | 0.0500 | coil |  | 1.2.1 EG Cabinet/ Frame&Door Complete- BI
[7080180423001] 595mm(L)X595mm(H)X295mm(D)X1.5mm, Cabinet For Breeching Inlet 4 Way WallMount, "Sprinkler Breeching Inlet", Red Colour, Spring Lock, 6m Wire Glass, U-Rubber At All Glass,, Weatherproof, Material : EG |  |  |  | 7080180423001 | 0303090000000 | 6.0000 | nos. |  | 1.2.1 EG Cabinet/ Frame&Door Complete- BI
[7080180423001] 595mm(L)X595mm(H)X295mm(D)X1.5mm, Cabinet For Breeching Inlet 4 Way WallMount, "Sprinkler Breeching Inlet", Red Colour, Spring Lock, 6m Wire Glass, U-Rubber At All Glass,, Weatherproof, Material : EG |  |  |  | 7080180423001 | 0304820000000 | 6.0000 | nos. |  | 1.2.1 EG Cabinet/ Frame&Door Complete- BI
[7080180423001] 595mm(L)X595mm(H)X295mm(D)X1.5mm, Cabinet For Breeching Inlet 4 Way WallMount, "Sprinkler Breeching Inlet", Red Colour, Spring Lock, 6m Wire Glass, U-Rubber At All Glass,, Weatherproof, Material : EG |  |  |  | 7080180423001 | 0304940000000 | 1.0000 | nos. |  | 1.2.1 EG Cabinet/ Frame&Door Complete- BI
[7080180423002] 595mm(L)x595mm(H)x295mm(D)x1mm, Cabinet For Breeching Inlet 4 Way Wall Mount,"Sprinkler Breeching Inlet," Hairline finish, c/w Full Panel Door ,Cylindrical Lock, Material : SS304 |  |  |  | 7080180423002 | 0308991223002 | 1.0000 | nos. |  | 1.2.1 EG Cabinet/ Frame&Door Complete- BI
[7080180423002] 595mm(L)x595mm(H)x295mm(D)x1mm, Cabinet For Breeching Inlet 4 Way Wall Mount,"Sprinkler Breeching Inlet," Hairline finish, c/w Full Panel Door ,Cylindrical Lock, Material : SS304 |  |  |  | 7080180423002 | 0311101500000 | 1.0000 | nos. |  | 1.2.1 EG Cabinet/ Frame&Door Complete- BI
[7080180425006] 595mm(L)x595mm(H)x295mm(D)x1mm, Cabinet For Breeching Inlet 4 Way Wall Mount, 'Waterspray Breeching Inlet', Hairline, Spring Lock, 6mm Wire Glass, BS5041-5, Material : SS304 |  |  |  | 7080180425006 | 0304810000000 | 6.0000 | nos. |  | 1.2.1 EG Cabinet/ Frame&Door Complete- BI
[7080180425006] 595mm(L)x595mm(H)x295mm(D)x1mm, Cabinet For Breeching Inlet 4 Way Wall Mount, 'Waterspray Breeching Inlet', Hairline, Spring Lock, 6mm Wire Glass, BS5041-5, Material : SS304 |  |  |  | 7080180425006 | 0305000400000 | 1.0000 | nos. |  | 1.2.1 EG Cabinet/ Frame&Door Complete- BI
[7080180425006] 595mm(L)x595mm(H)x295mm(D)x1mm, Cabinet For Breeching Inlet 4 Way Wall Mount, 'Waterspray Breeching Inlet', Hairline, Spring Lock, 6mm Wire Glass, BS5041-5, Material : SS304 |  |  |  | 7080180425006 | 0307390000000 | 1.0000 | nos. |  | 1.2.1 EG Cabinet/ Frame&Door Complete- BI
[7080180425006] 595mm(L)x595mm(H)x295mm(D)x1mm, Cabinet For Breeching Inlet 4 Way Wall Mount, 'Waterspray Breeching Inlet', Hairline, Spring Lock, 6mm Wire Glass, BS5041-5, Material : SS304 |  |  |  | 7080180425006 | 0303090100000 | 6.0000 | nos. |  | 1.2.1 EG Cabinet/ Frame&Door Complete- BI
[7080180425006] 595mm(L)x595mm(H)x295mm(D)x1mm, Cabinet For Breeching Inlet 4 Way Wall Mount, 'Waterspray Breeching Inlet', Hairline, Spring Lock, 6mm Wire Glass, BS5041-5, Material : SS304 |  |  |  | 7080180425006 | 0308991221001 | 1.0000 | nos. |  | 1.2.1 EG Cabinet/ Frame&Door Complete- BI
[7080190000000] Cabinet For Double Fire Hose - Wall Mounted, Red Colour, Non-Weather Proof c/w Spring Lock, Tempered Viewing Glass, 650mm (L) x 608mm (H) x 350mm (D), Material : 1.2mm EG |  |  |  | 7080190000000 | 0305040300000 | 1.0000 | nos. |  | 1.2.4 EG Cabinet/Cradle Complete - FH
[7080190000000] Cabinet For Double Fire Hose - Wall Mounted, Red Colour, Non-Weather Proof c/w Spring Lock, Tempered Viewing Glass, 650mm (L) x 608mm (H) x 350mm (D), Material : 1.2mm EG |  |  |  | 7080190000000 | 0304820000000 | 6.0000 | nos. |  | 1.2.4 EG Cabinet/Cradle Complete - FH
[7080190000000] Cabinet For Double Fire Hose - Wall Mounted, Red Colour, Non-Weather Proof c/w Spring Lock, Tempered Viewing Glass, 650mm (L) x 608mm (H) x 350mm (D), Material : 1.2mm EG |  |  |  | 7080190000000 | 0308010900000 | 1.0000 | nos. |  | 1.2.4 EG Cabinet/Cradle Complete - FH
[7080190000000] Cabinet For Double Fire Hose - Wall Mounted, Red Colour, Non-Weather Proof c/w Spring Lock, Tempered Viewing Glass, 650mm (L) x 608mm (H) x 350mm (D), Material : 1.2mm EG |  |  |  | 7080190000000 | 0307390000000 | 1.0000 | nos. |  | 1.2.4 EG Cabinet/Cradle Complete - FH
[7080190000000] Cabinet For Double Fire Hose - Wall Mounted, Red Colour, Non-Weather Proof c/w Spring Lock, Tempered Viewing Glass, 650mm (L) x 608mm (H) x 350mm (D), Material : 1.2mm EG |  |  |  | 7080190000000 | 0303090000000 | 6.0000 | nos. |  | 1.2.4 EG Cabinet/Cradle Complete - FH
[7080190100000] 650mm(W) x 608mm(H) x 350mm(D) x 1.0mm - Cabinet For Double Fire Hose, Wall Mounted, Non Weather Proof, Hairline Finish c/w Spring Lock, 5mm Plain Viewing Glass, Material: SS304 |  |  |  | 7080190100000 | 0308030400000 | 1.0000 | nos. |  | 1.4.4 SS Cabinet/Cradle Complete - FH
[7080190100000] 650mm(W) x 608mm(H) x 350mm(D) x 1.0mm - Cabinet For Double Fire Hose, Wall Mounted, Non Weather Proof, Hairline Finish c/w Spring Lock, 5mm Plain Viewing Glass, Material: SS304 |  |  |  | 7080190100000 | 0311080000000 | 6.0000 | nos. |  | 1.4.4 SS Cabinet/Cradle Complete - FH
[7080190100000] 650mm(W) x 608mm(H) x 350mm(D) x 1.0mm - Cabinet For Double Fire Hose, Wall Mounted, Non Weather Proof, Hairline Finish c/w Spring Lock, 5mm Plain Viewing Glass, Material: SS304 |  |  |  | 7080190100000 | 0304810000000 | 6.0000 | nos. |  | 1.4.4 SS Cabinet/Cradle Complete - FH
[7080190100000] 650mm(W) x 608mm(H) x 350mm(D) x 1.0mm - Cabinet For Double Fire Hose, Wall Mounted, Non Weather Proof, Hairline Finish c/w Spring Lock, 5mm Plain Viewing Glass, Material: SS304 |  |  |  | 7080190100000 | 0307390000000 | 1.0000 | nos. |  | 1.4.4 SS Cabinet/Cradle Complete - FH
[7080190100000] 650mm(W) x 608mm(H) x 350mm(D) x 1.0mm - Cabinet For Double Fire Hose, Wall Mounted, Non Weather Proof, Hairline Finish c/w Spring Lock, 5mm Plain Viewing Glass, Material: SS304 |  |  |  | 7080190100000 | 0304990000000 | 1.0000 | nos. |  | 1.4.4 SS Cabinet/Cradle Complete - FH
[7080190300000] Cabinet For Double Fire Hose - Wall Mounted, Weather Proof, Red Colour c/w Spring Lock, U-Rubber At All Glass, Plain Viewing Glass, 650mm (W) x 700mm (H) x 350mm (D), Material : 1.2mm EG |  |  |  | 7080190300000 | 0304990000000 | 1.0000 | nos. |  | 1.2.4 EG Cabinet/Cradle Complete - FH
[7080190300000] Cabinet For Double Fire Hose - Wall Mounted, Weather Proof, Red Colour c/w Spring Lock, U-Rubber At All Glass, Plain Viewing Glass, 650mm (W) x 700mm (H) x 350mm (D), Material : 1.2mm EG |  |  |  | 7080190300000 | 0307390000000 | 1.0000 | nos. |  | 1.2.4 EG Cabinet/Cradle Complete - FH
[7080190300000] Cabinet For Double Fire Hose - Wall Mounted, Weather Proof, Red Colour c/w Spring Lock, U-Rubber At All Glass, Plain Viewing Glass, 650mm (W) x 700mm (H) x 350mm (D), Material : 1.2mm EG |  |  |  | 7080190300000 | 0308073500000 | 1.0000 | nos. |  | 1.2.4 EG Cabinet/Cradle Complete - FH
[7080190300000] Cabinet For Double Fire Hose - Wall Mounted, Weather Proof, Red Colour c/w Spring Lock, U-Rubber At All Glass, Plain Viewing Glass, 650mm (W) x 700mm (H) x 350mm (D), Material : 1.2mm EG |  |  |  | 7080190300000 | 0304820000000 | 6.0000 | nos. |  | 1.2.4 EG Cabinet/Cradle Complete - FH
[7080190300000] Cabinet For Double Fire Hose - Wall Mounted, Weather Proof, Red Colour c/w Spring Lock, U-Rubber At All Glass, Plain Viewing Glass, 650mm (W) x 700mm (H) x 350mm (D), Material : 1.2mm EG |  |  |  | 7080190300000 | 0303090100000 | 6.0000 | nos. |  | 1.2.4 EG Cabinet/Cradle Complete - FH
[7080190300000] Cabinet For Double Fire Hose - Wall Mounted, Weather Proof, Red Colour c/w Spring Lock, U-Rubber At All Glass, Plain Viewing Glass, 650mm (W) x 700mm (H) x 350mm (D), Material : 1.2mm EG |  |  |  | 7080190300000 | 0305470000000 | 0.0100 | coil |  | 1.2.4 EG Cabinet/Cradle Complete - FH
[7080190400000] Cabinet For Double Fire Hose - Wall Mounted, Weather Proof, Hairline Finish c/w Spring Lock, 5mm Plain Viewing Glass, 650mm (W) x 700mm (H) x 350mm (D), Material : 1.0mm SS304 |  |  |  | 7080190400000 | 0307390000000 | 1.0000 | nos. |  | 1.4.4 SS Cabinet/Cradle Complete - FH
[7080190400000] Cabinet For Double Fire Hose - Wall Mounted, Weather Proof, Hairline Finish c/w Spring Lock, 5mm Plain Viewing Glass, 650mm (W) x 700mm (H) x 350mm (D), Material : 1.0mm SS304 |  |  |  | 7080190400000 | 0304990000000 | 1.0000 | nos. |  | 1.4.4 SS Cabinet/Cradle Complete - FH
[7080190400000] Cabinet For Double Fire Hose - Wall Mounted, Weather Proof, Hairline Finish c/w Spring Lock, 5mm Plain Viewing Glass, 650mm (W) x 700mm (H) x 350mm (D), Material : 1.0mm SS304 |  |  |  | 7080190400000 | 0308073600000 | 1.0000 | nos. |  | 1.4.4 SS Cabinet/Cradle Complete - FH
[7080190400000] Cabinet For Double Fire Hose - Wall Mounted, Weather Proof, Hairline Finish c/w Spring Lock, 5mm Plain Viewing Glass, 650mm (W) x 700mm (H) x 350mm (D), Material : 1.0mm SS304 |  |  |  | 7080190400000 | 0303090100000 | 6.0000 | nos. |  | 1.4.4 SS Cabinet/Cradle Complete - FH
[7080190400000] Cabinet For Double Fire Hose - Wall Mounted, Weather Proof, Hairline Finish c/w Spring Lock, 5mm Plain Viewing Glass, 650mm (W) x 700mm (H) x 350mm (D), Material : 1.0mm SS304 |  |  |  | 7080190400000 | 0304810000000 | 6.0000 | nos. |  | 1.4.4 SS Cabinet/Cradle Complete - FH
[7080190400000] Cabinet For Double Fire Hose - Wall Mounted, Weather Proof, Hairline Finish c/w Spring Lock, 5mm Plain Viewing Glass, 650mm (W) x 700mm (H) x 350mm (D), Material : 1.0mm SS304 |  |  |  | 7080190400000 | 0305470000000 | 0.0100 | coil |  | 1.4.4 SS Cabinet/Cradle Complete - FH
[7080190600000] Cabinet For Double Fire Hose (Fire Code 2018) - Wall Mounted, Non-Weather Proof, Red Colour c/w Spring Lock, 4mm Tempered Viewing Glass, 690mm (W) x 640mm (H) x 350mm (D), Material : 1.2mm EG |  |  |  | 7080190600000 | 0303090000000 | 6.0000 | nos. |  | 1.2.4 EG Cabinet/Cradle Complete - FH
[7080190600000] Cabinet For Double Fire Hose (Fire Code 2018) - Wall Mounted, Non-Weather Proof, Red Colour c/w Spring Lock, 4mm Tempered Viewing Glass, 690mm (W) x 640mm (H) x 350mm (D), Material : 1.2mm EG |  |  |  | 7080190600000 | 0304820000000 | 6.0000 | nos. |  | 1.2.4 EG Cabinet/Cradle Complete - FH
[7080190600000] Cabinet For Double Fire Hose (Fire Code 2018) - Wall Mounted, Non-Weather Proof, Red Colour c/w Spring Lock, 4mm Tempered Viewing Glass, 690mm (W) x 640mm (H) x 350mm (D), Material : 1.2mm EG |  |  |  | 7080190600000 | 0308137200000 | 1.0000 | nos. |  | 1.2.4 EG Cabinet/Cradle Complete - FH
[7080190600000] Cabinet For Double Fire Hose (Fire Code 2018) - Wall Mounted, Non-Weather Proof, Red Colour c/w Spring Lock, 4mm Tempered Viewing Glass, 690mm (W) x 640mm (H) x 350mm (D), Material : 1.2mm EG |  |  |  | 7080190600000 | 0307390000000 | 1.0000 | nos. |  | 1.2.4 EG Cabinet/Cradle Complete - FH
[7080190600000] Cabinet For Double Fire Hose (Fire Code 2018) - Wall Mounted, Non-Weather Proof, Red Colour c/w Spring Lock, 4mm Tempered Viewing Glass, 690mm (W) x 640mm (H) x 350mm (D), Material : 1.2mm EG |  |  |  | 7080190600000 | 0305040300000 | 1.0000 | nos. |  | 1.2.4 EG Cabinet/Cradle Complete - FH
[7080190625001] Cabinet For Double Fire Hose - Wall Mounted, Red Colour, Non-Weather Proof c/w Spring Lock, 4mm Tempered Viewing Glass, 690mm(L) x 640mm(H) x 350mm(D), Material : 1.2mm EG,Door Open From Right to Left |  |  |  | 7080190625001 | 0305040300000 | 1.0000 | nos. |  | 1.2.4 EG Cabinet/Cradle Complete - FH
[7080190625001] Cabinet For Double Fire Hose - Wall Mounted, Red Colour, Non-Weather Proof c/w Spring Lock, 4mm Tempered Viewing Glass, 690mm(L) x 640mm(H) x 350mm(D), Material : 1.2mm EG,Door Open From Right to Left |  |  |  | 7080190625001 | 0303090000000 | 6.0000 | nos. |  | 1.2.4 EG Cabinet/Cradle Complete - FH
[7080190625001] Cabinet For Double Fire Hose - Wall Mounted, Red Colour, Non-Weather Proof c/w Spring Lock, 4mm Tempered Viewing Glass, 690mm(L) x 640mm(H) x 350mm(D), Material : 1.2mm EG,Door Open From Right to Left |  |  |  | 7080190625001 | 0307390000000 | 1.0000 | nos. |  | 1.2.4 EG Cabinet/Cradle Complete - FH
[7080190625001] Cabinet For Double Fire Hose - Wall Mounted, Red Colour, Non-Weather Proof c/w Spring Lock, 4mm Tempered Viewing Glass, 690mm(L) x 640mm(H) x 350mm(D), Material : 1.2mm EG,Door Open From Right to Left |  |  |  | 7080190625001 | 0308137225001 | 1.0000 | nos. |  | 1.2.4 EG Cabinet/Cradle Complete - FH
[7080190625001] Cabinet For Double Fire Hose - Wall Mounted, Red Colour, Non-Weather Proof c/w Spring Lock, 4mm Tempered Viewing Glass, 690mm(L) x 640mm(H) x 350mm(D), Material : 1.2mm EG,Door Open From Right to Left |  |  |  | 7080190625001 | 0304820000000 | 6.0000 | nos. |  | 1.2.4 EG Cabinet/Cradle Complete - FH
[7080190700000] 690mm(W) x 640mm(H) x 350mm(D) x 1.0mm - Cabinet For Double Fire Hose (Fire Code 2018), Wall Mounted, Non-Weather Proof, Hairline Finish c/w Spring Lock, 4mm Tempered Viewing Glass, Material: SS304 |  |  |  | 7080190700000 | 0308137300000 | 1.0000 | nos. |  | 1.4.4 SS Cabinet/Cradle Complete - FH
[7080190700000] 690mm(W) x 640mm(H) x 350mm(D) x 1.0mm - Cabinet For Double Fire Hose (Fire Code 2018), Wall Mounted, Non-Weather Proof, Hairline Finish c/w Spring Lock, 4mm Tempered Viewing Glass, Material: SS304 |  |  |  | 7080190700000 | 0304810000000 | 6.0000 | nos. |  | 1.4.4 SS Cabinet/Cradle Complete - FH
[7080190700000] 690mm(W) x 640mm(H) x 350mm(D) x 1.0mm - Cabinet For Double Fire Hose (Fire Code 2018), Wall Mounted, Non-Weather Proof, Hairline Finish c/w Spring Lock, 4mm Tempered Viewing Glass, Material: SS304 |  |  |  | 7080190700000 | 0303090100000 | 6.0000 | nos. |  | 1.4.4 SS Cabinet/Cradle Complete - FH
[7080190700000] 690mm(W) x 640mm(H) x 350mm(D) x 1.0mm - Cabinet For Double Fire Hose (Fire Code 2018), Wall Mounted, Non-Weather Proof, Hairline Finish c/w Spring Lock, 4mm Tempered Viewing Glass, Material: SS304 |  |  |  | 7080190700000 | 0307390000000 | 1.0000 | nos. |  | 1.4.4 SS Cabinet/Cradle Complete - FH
[7080190700000] 690mm(W) x 640mm(H) x 350mm(D) x 1.0mm - Cabinet For Double Fire Hose (Fire Code 2018), Wall Mounted, Non-Weather Proof, Hairline Finish c/w Spring Lock, 4mm Tempered Viewing Glass, Material: SS304 |  |  |  | 7080190700000 | 0305040300000 | 1.0000 | nos. |  | 1.4.4 SS Cabinet/Cradle Complete - FH
[7080190723001] 690Mm(L)X640Mm(H)X350Mm(D)X1.0Mm,,Cabinet For Fire Hose, Double, Wall Mounted, Non Weather Proof,Red Colour Powder Coating, Standard Wording in White,Spring Lock,4 Mm Viewing Glass,Material : Ss304, |  |  |  | 7080190723001 | 0304810000000 | 6.0000 | nos.
[7080190723001] 690Mm(L)X640Mm(H)X350Mm(D)X1.0Mm,,Cabinet For Fire Hose, Double, Wall Mounted, Non Weather Proof,Red Colour Powder Coating, Standard Wording in White,Spring Lock,4 Mm Viewing Glass,Material : Ss304, |  |  |  | 7080190723001 | 0305040300000 | 1.0000 | nos.
[7080190723001] 690Mm(L)X640Mm(H)X350Mm(D)X1.0Mm,,Cabinet For Fire Hose, Double, Wall Mounted, Non Weather Proof,Red Colour Powder Coating, Standard Wording in White,Spring Lock,4 Mm Viewing Glass,Material : Ss304, |  |  |  | 7080190723001 | 0308137323001 | 1.0000 | nos.
[7080190723001] 690Mm(L)X640Mm(H)X350Mm(D)X1.0Mm,,Cabinet For Fire Hose, Double, Wall Mounted, Non Weather Proof,Red Colour Powder Coating, Standard Wording in White,Spring Lock,4 Mm Viewing Glass,Material : Ss304, |  |  |  | 7080190723001 | 0307390000000 | 1.0000 | nos.
[7080190723001] 690Mm(L)X640Mm(H)X350Mm(D)X1.0Mm,,Cabinet For Fire Hose, Double, Wall Mounted, Non Weather Proof,Red Colour Powder Coating, Standard Wording in White,Spring Lock,4 Mm Viewing Glass,Material : Ss304, |  |  |  | 7080190723001 | 0303090100000 | 6.0000 | nos.
[7080190800000] Cabinet For Double Fire Hose (Fire Code 2018) - Wall Mounted, Weather Proof, Red Colour c/w Spring Lock, U-Rubber At All Glass, 4mm Tempered Viewing Glass, 690mm (W) x 735mm (H) x 350mm (D), Material : 1.2mm EG |  |  |  | 7080190800000 | 0303090000000 | 6.0000 | nos. |  | 1.2.4 EG Cabinet/Cradle Complete - FH
[7080190800000] Cabinet For Double Fire Hose (Fire Code 2018) - Wall Mounted, Weather Proof, Red Colour c/w Spring Lock, U-Rubber At All Glass, 4mm Tempered Viewing Glass, 690mm (W) x 735mm (H) x 350mm (D), Material : 1.2mm EG |  |  |  | 7080190800000 | 0305040300000 | 1.0000 | nos. |  | 1.2.4 EG Cabinet/Cradle Complete - FH
[7080190800000] Cabinet For Double Fire Hose (Fire Code 2018) - Wall Mounted, Weather Proof, Red Colour c/w Spring Lock, U-Rubber At All Glass, 4mm Tempered Viewing Glass, 690mm (W) x 735mm (H) x 350mm (D), Material : 1.2mm EG |  |  |  | 7080190800000 | 0308137400000 | 1.0000 | nos. |  | 1.2.4 EG Cabinet/Cradle Complete - FH
[7080190800000] Cabinet For Double Fire Hose (Fire Code 2018) - Wall Mounted, Weather Proof, Red Colour c/w Spring Lock, U-Rubber At All Glass, 4mm Tempered Viewing Glass, 690mm (W) x 735mm (H) x 350mm (D), Material : 1.2mm EG |  |  |  | 7080190800000 | 0304820000000 | 6.0000 | nos. |  | 1.2.4 EG Cabinet/Cradle Complete - FH
[7080190800000] Cabinet For Double Fire Hose (Fire Code 2018) - Wall Mounted, Weather Proof, Red Colour c/w Spring Lock, U-Rubber At All Glass, 4mm Tempered Viewing Glass, 690mm (W) x 735mm (H) x 350mm (D), Material : 1.2mm EG |  |  |  | 7080190800000 | 0305470000000 | 0.0100 | coil |  | 1.2.4 EG Cabinet/Cradle Complete - FH
[7080190800000] Cabinet For Double Fire Hose (Fire Code 2018) - Wall Mounted, Weather Proof, Red Colour c/w Spring Lock, U-Rubber At All Glass, 4mm Tempered Viewing Glass, 690mm (W) x 735mm (H) x 350mm (D), Material : 1.2mm EG |  |  |  | 7080190800000 | 0307390000000 | 1.0000 | nos. |  | 1.2.4 EG Cabinet/Cradle Complete - FH
[7080190900000] Cabinet For Double Fire Hose (Fire Code 2018) - Wall Mounted, Weather Proof, Hairline Finish c/w Spring Lock, U-Rubber At All Glass, 4mm Tempered Viewing Glass, 690mm (W) x 735mm (H) x 350mm (D), Material : 1.0mm SS304 |  |  |  | 7080190900000 | 0305040300000 | 1.0000 | nos. |  | 1.4.4 SS Cabinet/Cradle Complete - FH
[7080190900000] Cabinet For Double Fire Hose (Fire Code 2018) - Wall Mounted, Weather Proof, Hairline Finish c/w Spring Lock, U-Rubber At All Glass, 4mm Tempered Viewing Glass, 690mm (W) x 735mm (H) x 350mm (D), Material : 1.0mm SS304 |  |  |  | 7080190900000 | 0303090100000 | 6.0000 | nos. |  | 1.4.4 SS Cabinet/Cradle Complete - FH
[7080190900000] Cabinet For Double Fire Hose (Fire Code 2018) - Wall Mounted, Weather Proof, Hairline Finish c/w Spring Lock, U-Rubber At All Glass, 4mm Tempered Viewing Glass, 690mm (W) x 735mm (H) x 350mm (D), Material : 1.0mm SS304 |  |  |  | 7080190900000 | 0308137500000 | 1.0000 | nos. |  | 1.4.4 SS Cabinet/Cradle Complete - FH
[7080190900000] Cabinet For Double Fire Hose (Fire Code 2018) - Wall Mounted, Weather Proof, Hairline Finish c/w Spring Lock, U-Rubber At All Glass, 4mm Tempered Viewing Glass, 690mm (W) x 735mm (H) x 350mm (D), Material : 1.0mm SS304 |  |  |  | 7080190900000 | 0305470000000 | 0.0100 | coil |  | 1.4.4 SS Cabinet/Cradle Complete - FH
[7080190900000] Cabinet For Double Fire Hose (Fire Code 2018) - Wall Mounted, Weather Proof, Hairline Finish c/w Spring Lock, U-Rubber At All Glass, 4mm Tempered Viewing Glass, 690mm (W) x 735mm (H) x 350mm (D), Material : 1.0mm SS304 |  |  |  | 7080190900000 | 0304810000000 | 6.0000 | nos. |  | 1.4.4 SS Cabinet/Cradle Complete - FH
[7080190900000] Cabinet For Double Fire Hose (Fire Code 2018) - Wall Mounted, Weather Proof, Hairline Finish c/w Spring Lock, U-Rubber At All Glass, 4mm Tempered Viewing Glass, 690mm (W) x 735mm (H) x 350mm (D), Material : 1.0mm SS304 |  |  |  | 7080190900000 | 0307390000000 | 1.0000 | nos. |  | 1.4.4 SS Cabinet/Cradle Complete - FH
[7080200000000] Self-Standing Cabinet For Double Fire Hose - Weather Proof, Red Colour c/w Chrome Handle With Lock & Key, Break Glass, 740mm(W) x 1370mm(H) x 280mm(D), Material : EG |  |  |  | 7080200000000 | 0304820000000 | 1.0000 | nos. |  | 1.2.4 EG Cabinet/Cradle Complete - FH
[7080200000000] Self-Standing Cabinet For Double Fire Hose - Weather Proof, Red Colour c/w Chrome Handle With Lock & Key, Break Glass, 740mm(W) x 1370mm(H) x 280mm(D), Material : EG |  |  |  | 7080200000000 | 0308011500000 | 1.0000 | nos. |  | 1.2.4 EG Cabinet/Cradle Complete - FH
[7080200000000] Self-Standing Cabinet For Double Fire Hose - Weather Proof, Red Colour c/w Chrome Handle With Lock & Key, Break Glass, 740mm(W) x 1370mm(H) x 280mm(D), Material : EG |  |  |  | 7080200000000 | 0304980000000 | 1.0000 | nos. |  | 1.2.4 EG Cabinet/Cradle Complete - FH
[7080200000000] Self-Standing Cabinet For Double Fire Hose - Weather Proof, Red Colour c/w Chrome Handle With Lock & Key, Break Glass, 740mm(W) x 1370mm(H) x 280mm(D), Material : EG |  |  |  | 7080200000000 | 0304820100000 | 1.0000 | nos. |  | 1.2.4 EG Cabinet/Cradle Complete - FH
[7080200000000] Self-Standing Cabinet For Double Fire Hose - Weather Proof, Red Colour c/w Chrome Handle With Lock & Key, Break Glass, 740mm(W) x 1370mm(H) x 280mm(D), Material : EG |  |  |  | 7080200000000 | 0311480000000 | 1.0000 | nos. |  | 1.2.4 EG Cabinet/Cradle Complete - FH
[7080200000000] Self-Standing Cabinet For Double Fire Hose - Weather Proof, Red Colour c/w Chrome Handle With Lock & Key, Break Glass, 740mm(W) x 1370mm(H) x 280mm(D), Material : EG |  |  |  | 7080200000000 | 0303090000000 | 2.0000 | nos. |  | 1.2.4 EG Cabinet/Cradle Complete - FH
[7080200022001] Self-Standing Cabinet For 2x Fire Hose - Weather Proof, c/w Chrome Handle With Lock & Key, Hairline Finished,Break Glass, 740mm (W) x 1363mm (H) x 280mm (D), Material : SS304 1.5mm |  |  |  | 7080200022001 | 0303090100000 | 2.0000 | nos. |  | 1.2.4 EG Cabinet/Cradle Complete - FH
[7080200022001] Self-Standing Cabinet For 2x Fire Hose - Weather Proof, c/w Chrome Handle With Lock & Key, Hairline Finished,Break Glass, 740mm (W) x 1363mm (H) x 280mm (D), Material : SS304 1.5mm |  |  |  | 7080200022001 | 0308011522001 | 1.0000 | nos. |  | 1.2.4 EG Cabinet/Cradle Complete - FH
[7080200022001] Self-Standing Cabinet For 2x Fire Hose - Weather Proof, c/w Chrome Handle With Lock & Key, Hairline Finished,Break Glass, 740mm (W) x 1363mm (H) x 280mm (D), Material : SS304 1.5mm |  |  |  | 7080200022001 | 0304810100000 | 1.0000 | nos. |  | 1.2.4 EG Cabinet/Cradle Complete - FH
[7080200022001] Self-Standing Cabinet For 2x Fire Hose - Weather Proof, c/w Chrome Handle With Lock & Key, Hairline Finished,Break Glass, 740mm (W) x 1363mm (H) x 280mm (D), Material : SS304 1.5mm |  |  |  | 7080200022001 | 0304810000000 | 1.0000 | nos. |  | 1.2.4 EG Cabinet/Cradle Complete - FH
[7080200022001] Self-Standing Cabinet For 2x Fire Hose - Weather Proof, c/w Chrome Handle With Lock & Key, Hairline Finished,Break Glass, 740mm (W) x 1363mm (H) x 280mm (D), Material : SS304 1.5mm |  |  |  | 7080200022001 | 0311480000000 | 1.0000 | nos. |  | 1.2.4 EG Cabinet/Cradle Complete - FH
[7080200022001] Self-Standing Cabinet For 2x Fire Hose - Weather Proof, c/w Chrome Handle With Lock & Key, Hairline Finished,Break Glass, 740mm (W) x 1363mm (H) x 280mm (D), Material : SS304 1.5mm |  |  |  | 7080200022001 | 0304980000000 | 1.0000 | nos. |  | 1.2.4 EG Cabinet/Cradle Complete - FH
[7080200024001] Self-Standing Cabinet For Double Fire Hose - Weather Proof, Louver c/w wire mesh, Red Colour c/w Chrome Handle With Lock & Key, Break Glass, 740mm (W) x 1370mm (H) x 280mm (D), Material : EG |  |  |  | 7080200024001 | 0311480000000 | 1.0000 | nos. |  | 1.2.4 EG Cabinet/Cradle Complete - FH
[7080200024001] Self-Standing Cabinet For Double Fire Hose - Weather Proof, Louver c/w wire mesh, Red Colour c/w Chrome Handle With Lock & Key, Break Glass, 740mm (W) x 1370mm (H) x 280mm (D), Material : EG |  |  |  | 7080200024001 | 0303090000000 | 2.0000 | nos. |  | 1.2.4 EG Cabinet/Cradle Complete - FH
[7080200024001] Self-Standing Cabinet For Double Fire Hose - Weather Proof, Louver c/w wire mesh, Red Colour c/w Chrome Handle With Lock & Key, Break Glass, 740mm (W) x 1370mm (H) x 280mm (D), Material : EG |  |  |  | 7080200024001 | 0304820100000 | 1.0000 | nos. |  | 1.2.4 EG Cabinet/Cradle Complete - FH
[7080200024001] Self-Standing Cabinet For Double Fire Hose - Weather Proof, Louver c/w wire mesh, Red Colour c/w Chrome Handle With Lock & Key, Break Glass, 740mm (W) x 1370mm (H) x 280mm (D), Material : EG |  |  |  | 7080200024001 | 0304820000000 | 1.0000 | nos. |  | 1.2.4 EG Cabinet/Cradle Complete - FH
[7080200024001] Self-Standing Cabinet For Double Fire Hose - Weather Proof, Louver c/w wire mesh, Red Colour c/w Chrome Handle With Lock & Key, Break Glass, 740mm (W) x 1370mm (H) x 280mm (D), Material : EG |  |  |  | 7080200024001 | 0304980000000 | 1.0000 | nos. |  | 1.2.4 EG Cabinet/Cradle Complete - FH
[7080200024001] Self-Standing Cabinet For Double Fire Hose - Weather Proof, Louver c/w wire mesh, Red Colour c/w Chrome Handle With Lock & Key, Break Glass, 740mm (W) x 1370mm (H) x 280mm (D), Material : EG |  |  |  | 7080200024001 | 0308011500000 | 1.0000 | nos. |  | 1.2.4 EG Cabinet/Cradle Complete - FH
[7080200024002] Self-Standing Cabinet For Double Fire Hose - Weather Proof, Red Colour c/w Chrome Handle With Lock & Key, Break Glass, 740mm (W) x 1370mm (H) x 280mm (D), Finishing Red Colour 1 Layer Marine Paint, Material : EG |  |  |  | 7080200024002 | 0304820100000 | 1.0000 | nos. |  | 1.2.4 EG Cabinet/Cradle Complete - FH
[7080200024002] Self-Standing Cabinet For Double Fire Hose - Weather Proof, Red Colour c/w Chrome Handle With Lock & Key, Break Glass, 740mm (W) x 1370mm (H) x 280mm (D), Finishing Red Colour 1 Layer Marine Paint, Material : EG |  |  |  | 7080200024002 | 0304980000000 | 1.0000 | nos. |  | 1.2.4 EG Cabinet/Cradle Complete - FH
[7080200024002] Self-Standing Cabinet For Double Fire Hose - Weather Proof, Red Colour c/w Chrome Handle With Lock & Key, Break Glass, 740mm (W) x 1370mm (H) x 280mm (D), Finishing Red Colour 1 Layer Marine Paint, Material : EG |  |  |  | 7080200024002 | 0303090000000 | 2.0000 | nos. |  | 1.2.4 EG Cabinet/Cradle Complete - FH
[7080200024002] Self-Standing Cabinet For Double Fire Hose - Weather Proof, Red Colour c/w Chrome Handle With Lock & Key, Break Glass, 740mm (W) x 1370mm (H) x 280mm (D), Finishing Red Colour 1 Layer Marine Paint, Material : EG |  |  |  | 7080200024002 | 0304820000000 | 1.0000 | nos. |  | 1.2.4 EG Cabinet/Cradle Complete - FH
[7080200024002] Self-Standing Cabinet For Double Fire Hose - Weather Proof, Red Colour c/w Chrome Handle With Lock & Key, Break Glass, 740mm (W) x 1370mm (H) x 280mm (D), Finishing Red Colour 1 Layer Marine Paint, Material : EG |  |  |  | 7080200024002 | 0311480000000 | 1.0000 | nos. |  | 1.2.4 EG Cabinet/Cradle Complete - FH
[7080200024002] Self-Standing Cabinet For Double Fire Hose - Weather Proof, Red Colour c/w Chrome Handle With Lock & Key, Break Glass, 740mm (W) x 1370mm (H) x 280mm (D), Finishing Red Colour 1 Layer Marine Paint, Material : EG |  |  |  | 7080200024002 | 0308011524001 | 1.0000 | nos. |  | 1.2.4 EG Cabinet/Cradle Complete - FH
[7080210000000] Self-Standing Cabinet For 4x Fire Hose - Weather Proof, Red Colour c/w Chrome Handle With Lock & Key, Break Glass, 740mm (W) x 1370mm (H) x 380mm (D), Material : EG |  |  |  | 7080210000000 | 0304820100000 | 1.0000 | nos. |  | 1.2.4 EG Cabinet/Cradle Complete - FH
[7080210000000] Self-Standing Cabinet For 4x Fire Hose - Weather Proof, Red Colour c/w Chrome Handle With Lock & Key, Break Glass, 740mm (W) x 1370mm (H) x 380mm (D), Material : EG |  |  |  | 7080210000000 | 0304980000000 | 1.0000 | nos. |  | 1.2.4 EG Cabinet/Cradle Complete - FH
[7080210000000] Self-Standing Cabinet For 4x Fire Hose - Weather Proof, Red Colour c/w Chrome Handle With Lock & Key, Break Glass, 740mm (W) x 1370mm (H) x 380mm (D), Material : EG |  |  |  | 7080210000000 | 0304820000000 | 1.0000 | nos. |  | 1.2.4 EG Cabinet/Cradle Complete - FH
[7080210000000] Self-Standing Cabinet For 4x Fire Hose - Weather Proof, Red Colour c/w Chrome Handle With Lock & Key, Break Glass, 740mm (W) x 1370mm (H) x 380mm (D), Material : EG |  |  |  | 7080210000000 | 0308011800000 | 1.0000 | nos. |  | 1.2.4 EG Cabinet/Cradle Complete - FH
[7080210000000] Self-Standing Cabinet For 4x Fire Hose - Weather Proof, Red Colour c/w Chrome Handle With Lock & Key, Break Glass, 740mm (W) x 1370mm (H) x 380mm (D), Material : EG |  |  |  | 7080210000000 | 0303090000000 | 2.0000 | nos. |  | 1.2.4 EG Cabinet/Cradle Complete - FH
[7080210000000] Self-Standing Cabinet For 4x Fire Hose - Weather Proof, Red Colour c/w Chrome Handle With Lock & Key, Break Glass, 740mm (W) x 1370mm (H) x 380mm (D), Material : EG |  |  |  | 7080210000000 | 0311480000000 | 1.0000 | nos. |  | 1.2.4 EG Cabinet/Cradle Complete - FH
[7080230000000] Cradle For Single Hose - Fixed, Wall Mounted, Red Colour, Non-Weather Proof, 560mm(L) x 280mm(H) x 150mm(D) x 1.2mm, Material : EG |  |  |  | 7080230000000 | 0308012200000 | 1.0000 | nos. |  | 1.2.4 EG Cabinet/Cradle Complete - FH
[7080230025001] Cradle For Single Hose - Fixed, Wall Mounted with Special Holes, Red Colour, Non-Weather Proof, 495mm(L) x 208mm(H) x 100mm(D) x 1.5mm, Material : EG |  |  |  | 7080230025001 | 0303600100000 | 0.1500 | pcs |  | 1.2.4 EG Cabinet/Cradle Complete - FH
[7080230025001] Cradle For Single Hose - Fixed, Wall Mounted with Special Holes, Red Colour, Non-Weather Proof, 495mm(L) x 208mm(H) x 100mm(D) x 1.5mm, Material : EG |  |  |  | 7080230025001 | 0303010000000 | 0.0300 | kg |  | 1.2.4 EG Cabinet/Cradle Complete - FH
[7080240000000] Cradle For Double Hose - Fixed, Wall Mounted, Red Colour, Non-Weather Proof, 560mm(L) x 280mm(H) x 280mm(D) x 1.2mm, Material : EG |  |  |  | 7080240000000 | 0308406300000 | 1.0000 | nos. |  | 1.2.4 EG Cabinet/Cradle Complete - FH
[7080250000000] 2 1/2",,Fire Hose Pin Rack,,Red Colour,,Rod, 24Pin, Carton Box, |  |  |  | 7080250000000 | 0307280100000 | 1.0000 | nos.
[7080250000000] 2 1/2",,Fire Hose Pin Rack,,Red Colour,,Rod, 24Pin, Carton Box, |  |  |  | 7080250000000 | 0307340000000 | 1.0000 | nos.
[7080250000000] 2 1/2",,Fire Hose Pin Rack,,Red Colour,,Rod, 24Pin, Carton Box, |  |  |  | 7080250000000 | 0307290100000 | 1.0000 | nos.
[7080250000000] 2 1/2",,Fire Hose Pin Rack,,Red Colour,,Rod, 24Pin, Carton Box, |  |  |  | 7080250000000 | 0307930100000 | 1.0000 | nos.
[7080250000000] 2 1/2",,Fire Hose Pin Rack,,Red Colour,,Rod, 24Pin, Carton Box, |  |  |  | 7080250000000 | 0306920000000 | 0.1500 | nos.
[7080250000000] 2 1/2",,Fire Hose Pin Rack,,Red Colour,,Rod, 24Pin, Carton Box, |  |  |  | 7080250000000 | 0316470000000 | 1.0000 | nos.
[7080250000000] 2 1/2",,Fire Hose Pin Rack,,Red Colour,,Rod, 24Pin, Carton Box, |  |  |  | 7080250000000 | 0307350000000 | 24.0000 | nos.
[7080260600000] Cabinet For (SCBA) Breathing Apparatus, Red Colour, Non-Weather Proof, Lockable With Lock & Key, Viewing Glass, Break Glass, 340mm(L) x 280mm(D) x 750mm(H) x 1.5mm, Material : EG |  |  |  | 7080260600000 | 0304820100000 | 1.0000 | nos. |  | 1.2.5 Other EG Cabinets Complete
[7080260600000] Cabinet For (SCBA) Breathing Apparatus, Red Colour, Non-Weather Proof, Lockable With Lock & Key, Viewing Glass, Break Glass, 340mm(L) x 280mm(D) x 750mm(H) x 1.5mm, Material : EG |  |  |  | 7080260600000 | 0304820000000 | 3.0000 | nos. |  | 1.2.5 Other EG Cabinets Complete
[7080260600000] Cabinet For (SCBA) Breathing Apparatus, Red Colour, Non-Weather Proof, Lockable With Lock & Key, Viewing Glass, Break Glass, 340mm(L) x 280mm(D) x 750mm(H) x 1.5mm, Material : EG |  |  |  | 7080260600000 | 0304980000000 | 1.0000 | nos. |  | 1.2.5 Other EG Cabinets Complete
[7080260600000] Cabinet For (SCBA) Breathing Apparatus, Red Colour, Non-Weather Proof, Lockable With Lock & Key, Viewing Glass, Break Glass, 340mm(L) x 280mm(D) x 750mm(H) x 1.5mm, Material : EG |  |  |  | 7080260600000 | 0323981500000 | 1.0000 | nos. |  | 1.2.5 Other EG Cabinets Complete
[7080260600000] Cabinet For (SCBA) Breathing Apparatus, Red Colour, Non-Weather Proof, Lockable With Lock & Key, Viewing Glass, Break Glass, 340mm(L) x 280mm(D) x 750mm(H) x 1.5mm, Material : EG |  |  |  | 7080260600000 | 0304970000000 | 1.0000 | nos. |  | 1.2.5 Other EG Cabinets Complete
[7080260600000] Cabinet For (SCBA) Breathing Apparatus, Red Colour, Non-Weather Proof, Lockable With Lock & Key, Viewing Glass, Break Glass, 340mm(L) x 280mm(D) x 750mm(H) x 1.5mm, Material : EG |  |  |  | 7080260600000 | 0303090000000 | 4.0000 | nos. |  | 1.2.5 Other EG Cabinets Complete
[7080260600000] Cabinet For (SCBA) Breathing Apparatus, Red Colour, Non-Weather Proof, Lockable With Lock & Key, Viewing Glass, Break Glass, 340mm(L) x 280mm(D) x 750mm(H) x 1.5mm, Material : EG |  |  |  | 7080260600000 | 0307400000000 | 1.0000 | nos. |  | 1.2.5 Other EG Cabinets Complete
[7080260619001] Cabinet For (SCBA) Breathing Apparatus,Red Colour,Non Weatherproof,Non Lockable,Thumb Latch Knob,Viewing Glass,340mm(L)X280mm(D)X750mm(H)X1.5mm,Material : EG |  |  |  | 7080260619001 | 0303090000000 | 2.0000 | nos. |  | 1.2.5 Other EG Cabinets Complete
[7080260619001] Cabinet For (SCBA) Breathing Apparatus,Red Colour,Non Weatherproof,Non Lockable,Thumb Latch Knob,Viewing Glass,340mm(L)X280mm(D)X750mm(H)X1.5mm,Material : EG |  |  |  | 7080260619001 | 0304820000000 | 2.0000 | nos. |  | 1.2.5 Other EG Cabinets Complete
[7080260619001] Cabinet For (SCBA) Breathing Apparatus,Red Colour,Non Weatherproof,Non Lockable,Thumb Latch Knob,Viewing Glass,340mm(L)X280mm(D)X750mm(H)X1.5mm,Material : EG |  |  |  | 7080260619001 | 0323981500001 | 1.0000 | nos. |  | 1.2.5 Other EG Cabinets Complete
[7080260619001] Cabinet For (SCBA) Breathing Apparatus,Red Colour,Non Weatherproof,Non Lockable,Thumb Latch Knob,Viewing Glass,340mm(L)X280mm(D)X750mm(H)X1.5mm,Material : EG |  |  |  | 7080260619001 | 0303300000000 | 1.0000 | nos. |  | 1.2.5 Other EG Cabinets Complete
[7080260619001] Cabinet For (SCBA) Breathing Apparatus,Red Colour,Non Weatherproof,Non Lockable,Thumb Latch Knob,Viewing Glass,340mm(L)X280mm(D)X750mm(H)X1.5mm,Material : EG |  |  |  | 7080260619001 | 0304970000000 | 1.0000 | nos. |  | 1.2.5 Other EG Cabinets Complete
[7080280000000] Frame & Door For 2 Way Breeching Inlet - 'Dry Riser Breeching Inlet', Red Colour c/w Spring Lock, 6mm Wire Glass, 570mm (L) x 395mm (H) x 100mm (D) x 30mm Frame, Material : 1.2mm EG |  |  |  | 7080280000000 | 0303090000000 | 6.0000 | nos. |  | 1.2.1 EG Cabinet/ Frame&Door Complete- BI
[7080280000000] Frame & Door For 2 Way Breeching Inlet - 'Dry Riser Breeching Inlet', Red Colour c/w Spring Lock, 6mm Wire Glass, 570mm (L) x 395mm (H) x 100mm (D) x 30mm Frame, Material : 1.2mm EG |  |  |  | 7080280000000 | 0304820000000 | 6.0000 | nos. |  | 1.2.1 EG Cabinet/ Frame&Door Complete- BI
[7080280000000] Frame & Door For 2 Way Breeching Inlet - 'Dry Riser Breeching Inlet', Red Colour c/w Spring Lock, 6mm Wire Glass, 570mm (L) x 395mm (H) x 100mm (D) x 30mm Frame, Material : 1.2mm EG |  |  |  | 7080280000000 | 0307991600000 | 1.0000 | nos. |  | 1.2.1 EG Cabinet/ Frame&Door Complete- BI
[7080280000000] Frame & Door For 2 Way Breeching Inlet - 'Dry Riser Breeching Inlet', Red Colour c/w Spring Lock, 6mm Wire Glass, 570mm (L) x 395mm (H) x 100mm (D) x 30mm Frame, Material : 1.2mm EG |  |  |  | 7080280000000 | 0304950000000 | 1.0000 | nos. |  | 1.2.1 EG Cabinet/ Frame&Door Complete- BI
[7080280000000] Frame & Door For 2 Way Breeching Inlet - 'Dry Riser Breeching Inlet', Red Colour c/w Spring Lock, 6mm Wire Glass, 570mm (L) x 395mm (H) x 100mm (D) x 30mm Frame, Material : 1.2mm EG |  |  |  | 7080280000000 | 0307390000000 | 1.0000 | nos. |  | 1.2.1 EG Cabinet/ Frame&Door Complete- BI
[7080280100000] 570mm (L) x 395mm (H) x 100mm (D) x 30mm Frame x 1.0mm - Frame & Door For 2 Way Breeching Inlet - 'Dry Riser Breeching Inlet', Hairline Finish c/w Spring Lock, 6mm Wire Glass, Material : 1.0mm SS304 |  |  |  | 7080280100000 | 0304810000000 | 6.0000 | nos. |  | 1.4.1 SS Cabinet/ Frame&Door Complete - BI
[7080280100000] 570mm (L) x 395mm (H) x 100mm (D) x 30mm Frame x 1.0mm - Frame & Door For 2 Way Breeching Inlet - 'Dry Riser Breeching Inlet', Hairline Finish c/w Spring Lock, 6mm Wire Glass, Material : 1.0mm SS304 |  |  |  | 7080280100000 | 0303090100000 | 6.0000 | nos. |  | 1.4.1 SS Cabinet/ Frame&Door Complete - BI
[7080280100000] 570mm (L) x 395mm (H) x 100mm (D) x 30mm Frame x 1.0mm - Frame & Door For 2 Way Breeching Inlet - 'Dry Riser Breeching Inlet', Hairline Finish c/w Spring Lock, 6mm Wire Glass, Material : 1.0mm SS304 |  |  |  | 7080280100000 | 0307390000000 | 1.0000 | nos. |  | 1.4.1 SS Cabinet/ Frame&Door Complete - BI
[7080280100000] 570mm (L) x 395mm (H) x 100mm (D) x 30mm Frame x 1.0mm - Frame & Door For 2 Way Breeching Inlet - 'Dry Riser Breeching Inlet', Hairline Finish c/w Spring Lock, 6mm Wire Glass, Material : 1.0mm SS304 |  |  |  | 7080280100000 | 0307991700000 | 1.0000 | nos. |  | 1.4.1 SS Cabinet/ Frame&Door Complete - BI
[7080280100000] 570mm (L) x 395mm (H) x 100mm (D) x 30mm Frame x 1.0mm - Frame & Door For 2 Way Breeching Inlet - 'Dry Riser Breeching Inlet', Hairline Finish c/w Spring Lock, 6mm Wire Glass, Material : 1.0mm SS304 |  |  |  | 7080280100000 | 0304950000000 | 1.0000 | nos. |  | 1.4.1 SS Cabinet/ Frame&Door Complete - BI
[7080280200000] 570mm(L) x 395mm(H) x 100mm(D) x 30mm Frame x 1.0mm - Frame & Door For 2Way Breeching Inlet, 'Dry Riser Breeching Inlet', Hairline Finish c/w Spring Lock, 6mm Wire Glass, Material: SS316 |  |  |  | 7080280200000 | 0307390000000 | 1.0000 | nos. |  | 1.4.1 SS Cabinet/ Frame&Door Complete - BI
[7080280200000] 570mm(L) x 395mm(H) x 100mm(D) x 30mm Frame x 1.0mm - Frame & Door For 2Way Breeching Inlet, 'Dry Riser Breeching Inlet', Hairline Finish c/w Spring Lock, 6mm Wire Glass, Material: SS316 |  |  |  | 7080280200000 | 0304950000000 | 1.0000 | nos. |  | 1.4.1 SS Cabinet/ Frame&Door Complete - BI
[7080280200000] 570mm(L) x 395mm(H) x 100mm(D) x 30mm Frame x 1.0mm - Frame & Door For 2Way Breeching Inlet, 'Dry Riser Breeching Inlet', Hairline Finish c/w Spring Lock, 6mm Wire Glass, Material: SS316 |  |  |  | 7080280200000 | 0303090200000 | 6.0000 | nos. |  | 1.4.1 SS Cabinet/ Frame&Door Complete - BI
[7080280200000] 570mm(L) x 395mm(H) x 100mm(D) x 30mm Frame x 1.0mm - Frame & Door For 2Way Breeching Inlet, 'Dry Riser Breeching Inlet', Hairline Finish c/w Spring Lock, 6mm Wire Glass, Material: SS316 |  |  |  | 7080280200000 | 0307991900000 | 1.0000 | nos. |  | 1.4.1 SS Cabinet/ Frame&Door Complete - BI
[7080280200000] 570mm(L) x 395mm(H) x 100mm(D) x 30mm Frame x 1.0mm - Frame & Door For 2Way Breeching Inlet, 'Dry Riser Breeching Inlet', Hairline Finish c/w Spring Lock, 6mm Wire Glass, Material: SS316 |  |  |  | 7080280200000 | 0304810000000 | 6.0000 | nos. |  | 1.4.1 SS Cabinet/ Frame&Door Complete - BI
[7080280700000] Frame & Door For 2 Way Breeching Inlet (BS 5041-5)- 'Dry Riser Breeching Inlet', Red Colour c/w Spring Lock, 6mm Wire Glass, 595mm (L) x 395mm (H) x 100mm (D) x 38mm Frame, Material : 1.5mm EG |  |  |  | 7080280700000 | 0304820000000 | 6.0000 | nos. |  | 1.2.1 EG Cabinet/ Frame&Door Complete- BI
[7080280700000] Frame & Door For 2 Way Breeching Inlet (BS 5041-5)- 'Dry Riser Breeching Inlet', Red Colour c/w Spring Lock, 6mm Wire Glass, 595mm (L) x 395mm (H) x 100mm (D) x 38mm Frame, Material : 1.5mm EG |  |  |  | 7080280700000 | 0307390000000 | 1.0000 | nos. |  | 1.2.1 EG Cabinet/ Frame&Door Complete- BI
[7080280700000] Frame & Door For 2 Way Breeching Inlet (BS 5041-5)- 'Dry Riser Breeching Inlet', Red Colour c/w Spring Lock, 6mm Wire Glass, 595mm (L) x 395mm (H) x 100mm (D) x 38mm Frame, Material : 1.5mm EG |  |  |  | 7080280700000 | 0308007100000 | 1.0000 | nos. |  | 1.2.1 EG Cabinet/ Frame&Door Complete- BI
[7080280700000] Frame & Door For 2 Way Breeching Inlet (BS 5041-5)- 'Dry Riser Breeching Inlet', Red Colour c/w Spring Lock, 6mm Wire Glass, 595mm (L) x 395mm (H) x 100mm (D) x 38mm Frame, Material : 1.5mm EG |  |  |  | 7080280700000 | 0303090000000 | 6.0000 | nos. |  | 1.2.1 EG Cabinet/ Frame&Door Complete- BI
[7080280700000] Frame & Door For 2 Way Breeching Inlet (BS 5041-5)- 'Dry Riser Breeching Inlet', Red Colour c/w Spring Lock, 6mm Wire Glass, 595mm (L) x 395mm (H) x 100mm (D) x 38mm Frame, Material : 1.5mm EG |  |  |  | 7080280700000 | 0305000100000 | 1.0000 | nos. |  | 1.2.1 EG Cabinet/ Frame&Door Complete- BI
[7080280721001] 595mm(L) x 395mm(H) x 100mm(D) x 38mm Frame x 1.0mm, Cabinet For Breeching Inlet 2 Way Frame & Door, 'Dry Riser Breeching Inlet', Hairline, Spring Lock, 6mm Wire Glass, BS5041-5, Material : SS304 |  |  |  | 7080280721001 | 0308007121001 | 1.0000 | nos. |  | 1.2.1 EG Cabinet/ Frame&Door Complete- BI
[7080280721001] 595mm(L) x 395mm(H) x 100mm(D) x 38mm Frame x 1.0mm, Cabinet For Breeching Inlet 2 Way Frame & Door, 'Dry Riser Breeching Inlet', Hairline, Spring Lock, 6mm Wire Glass, BS5041-5, Material : SS304 |  |  |  | 7080280721001 | 0307390000000 | 1.0000 | nos. |  | 1.2.1 EG Cabinet/ Frame&Door Complete- BI
[7080280721001] 595mm(L) x 395mm(H) x 100mm(D) x 38mm Frame x 1.0mm, Cabinet For Breeching Inlet 2 Way Frame & Door, 'Dry Riser Breeching Inlet', Hairline, Spring Lock, 6mm Wire Glass, BS5041-5, Material : SS304 |  |  |  | 7080280721001 | 0303090100000 | 6.0000 | nos. |  | 1.2.1 EG Cabinet/ Frame&Door Complete- BI
[7080280721001] 595mm(L) x 395mm(H) x 100mm(D) x 38mm Frame x 1.0mm, Cabinet For Breeching Inlet 2 Way Frame & Door, 'Dry Riser Breeching Inlet', Hairline, Spring Lock, 6mm Wire Glass, BS5041-5, Material : SS304 |  |  |  | 7080280721001 | 0304810000000 | 6.0000 | nos. |  | 1.2.1 EG Cabinet/ Frame&Door Complete- BI
[7080280721001] 595mm(L) x 395mm(H) x 100mm(D) x 38mm Frame x 1.0mm, Cabinet For Breeching Inlet 2 Way Frame & Door, 'Dry Riser Breeching Inlet', Hairline, Spring Lock, 6mm Wire Glass, BS5041-5, Material : SS304 |  |  |  | 7080280721001 | 0305000100000 | 1.0000 | nos. |  | 1.2.1 EG Cabinet/ Frame&Door Complete- BI
[7080280721002] 595mm(L)x395mm(H)x100mm(D)x38mm Frame x 1mm, Cabinet For Breeching Inlet 2 Way Frame & Door, 'Dry Riser Breeching Inlet', Hairline, Spring Lock, 6mm Wire Glass, BS5041-5, Material : SS316 |  |  |  | 7080280721002 | 0305000100000 | 1.0000 | nos. |  | 1.2.1 EG Cabinet/ Frame&Door Complete- BI
[7080280721002] 595mm(L)x395mm(H)x100mm(D)x38mm Frame x 1mm, Cabinet For Breeching Inlet 2 Way Frame & Door, 'Dry Riser Breeching Inlet', Hairline, Spring Lock, 6mm Wire Glass, BS5041-5, Material : SS316 |  |  |  | 7080280721002 | 0308007124003 | 1.0000 | nos. |  | 1.2.1 EG Cabinet/ Frame&Door Complete- BI
[7080280721002] 595mm(L)x395mm(H)x100mm(D)x38mm Frame x 1mm, Cabinet For Breeching Inlet 2 Way Frame & Door, 'Dry Riser Breeching Inlet', Hairline, Spring Lock, 6mm Wire Glass, BS5041-5, Material : SS316 |  |  |  | 7080280721002 | 0307390000000 | 1.0000 | nos. |  | 1.2.1 EG Cabinet/ Frame&Door Complete- BI
[7080280721002] 595mm(L)x395mm(H)x100mm(D)x38mm Frame x 1mm, Cabinet For Breeching Inlet 2 Way Frame & Door, 'Dry Riser Breeching Inlet', Hairline, Spring Lock, 6mm Wire Glass, BS5041-5, Material : SS316 |  |  |  | 7080280721002 | 0303090100000 | 6.0000 | nos. |  | 1.2.1 EG Cabinet/ Frame&Door Complete- BI
[7080280721002] 595mm(L)x395mm(H)x100mm(D)x38mm Frame x 1mm, Cabinet For Breeching Inlet 2 Way Frame & Door, 'Dry Riser Breeching Inlet', Hairline, Spring Lock, 6mm Wire Glass, BS5041-5, Material : SS316 |  |  |  | 7080280721002 | 0304810000000 | 6.0000 | nos. |  | 1.2.1 EG Cabinet/ Frame&Door Complete- BI
[7080290000000] Frame & Door For 4 Way Breeching Inlet - 'Sprinkler Breeching Inlet', Red Colour c/w Spring Lock, 6mm Wire Glass, 570mm (L) x 570mm (H) x 100mm (D) x 30mm Frame, Material : 1.2mm EG |  |  |  | 7080290000000 | 0303090000000 | 6.0000 | nos. |  | 1.2.1 EG Cabinet/ Frame&Door Complete- BI
[7080290000000] Frame & Door For 4 Way Breeching Inlet - 'Sprinkler Breeching Inlet', Red Colour c/w Spring Lock, 6mm Wire Glass, 570mm (L) x 570mm (H) x 100mm (D) x 30mm Frame, Material : 1.2mm EG |  |  |  | 7080290000000 | 0307390000000 | 1.0000 | nos. |  | 1.2.1 EG Cabinet/ Frame&Door Complete- BI
[7080290000000] Frame & Door For 4 Way Breeching Inlet - 'Sprinkler Breeching Inlet', Red Colour c/w Spring Lock, 6mm Wire Glass, 570mm (L) x 570mm (H) x 100mm (D) x 30mm Frame, Material : 1.2mm EG |  |  |  | 7080290000000 | 0304820000000 | 6.0000 | nos. |  | 1.2.1 EG Cabinet/ Frame&Door Complete- BI
[7080290000000] Frame & Door For 4 Way Breeching Inlet - 'Sprinkler Breeching Inlet', Red Colour c/w Spring Lock, 6mm Wire Glass, 570mm (L) x 570mm (H) x 100mm (D) x 30mm Frame, Material : 1.2mm EG |  |  |  | 7080290000000 | 0304940000000 | 1.0000 | nos. |  | 1.2.1 EG Cabinet/ Frame&Door Complete- BI
[7080290000000] Frame & Door For 4 Way Breeching Inlet - 'Sprinkler Breeching Inlet', Red Colour c/w Spring Lock, 6mm Wire Glass, 570mm (L) x 570mm (H) x 100mm (D) x 30mm Frame, Material : 1.2mm EG |  |  |  | 7080290000000 | 0308030800000 | 1.0000 | nos. |  | 1.2.1 EG Cabinet/ Frame&Door Complete- BI
[7080290025002] Frame & Door For 4 Way Breeching Inlet – ‘Wet Riser Breeching Inlet’, Red Colour c/w Spring Lock, 6mm Wire Glass, 570mm (L) x 570mm (H) x 100mm (D) x 30mm Frame, Material : 1.2mm EG |  |  |  | 7080290025002 | 0308030800000 | 1.0000 | nos.
[7080290025002] Frame & Door For 4 Way Breeching Inlet – ‘Wet Riser Breeching Inlet’, Red Colour c/w Spring Lock, 6mm Wire Glass, 570mm (L) x 570mm (H) x 100mm (D) x 30mm Frame, Material : 1.2mm EG |  |  |  | 7080290025002 | 0304820000000 | 6.0000 | nos.
[7080290025002] Frame & Door For 4 Way Breeching Inlet – ‘Wet Riser Breeching Inlet’, Red Colour c/w Spring Lock, 6mm Wire Glass, 570mm (L) x 570mm (H) x 100mm (D) x 30mm Frame, Material : 1.2mm EG |  |  |  | 7080290025002 | 0303090000000 | 6.0000 | nos.
[7080290025002] Frame & Door For 4 Way Breeching Inlet – ‘Wet Riser Breeching Inlet’, Red Colour c/w Spring Lock, 6mm Wire Glass, 570mm (L) x 570mm (H) x 100mm (D) x 30mm Frame, Material : 1.2mm EG |  |  |  | 7080290025002 | 0304940000000 | 1.0000 | nos.
[7080290025002] Frame & Door For 4 Way Breeching Inlet – ‘Wet Riser Breeching Inlet’, Red Colour c/w Spring Lock, 6mm Wire Glass, 570mm (L) x 570mm (H) x 100mm (D) x 30mm Frame, Material : 1.2mm EG |  |  |  | 7080290025002 | 0307390000000 | 1.0000 | nos.
[7080290100000] Frame & Door For 4 Way Breeching Inlet - 'Sprinkler Breeching Inlet', Hairline Finish c/w Spring Lock, 6mm Wire Glass, 570mm (L) x 570mm (H) x 100mm (D) x 30mm Frame, Material : 1.0mm SS304 |  |  |  | 7080290100000 | 0304810000000 | 6.0000 | nos. |  | 1.4.1 SS Cabinet/ Frame&Door Complete - BI
[7080290100000] Frame & Door For 4 Way Breeching Inlet - 'Sprinkler Breeching Inlet', Hairline Finish c/w Spring Lock, 6mm Wire Glass, 570mm (L) x 570mm (H) x 100mm (D) x 30mm Frame, Material : 1.0mm SS304 |  |  |  | 7080290100000 | 0308001700000 | 1.0000 | nos. |  | 1.4.1 SS Cabinet/ Frame&Door Complete - BI
[7080290100000] Frame & Door For 4 Way Breeching Inlet - 'Sprinkler Breeching Inlet', Hairline Finish c/w Spring Lock, 6mm Wire Glass, 570mm (L) x 570mm (H) x 100mm (D) x 30mm Frame, Material : 1.0mm SS304 |  |  |  | 7080290100000 | 0307390000000 | 1.0000 | nos. |  | 1.4.1 SS Cabinet/ Frame&Door Complete - BI
[7080290100000] Frame & Door For 4 Way Breeching Inlet - 'Sprinkler Breeching Inlet', Hairline Finish c/w Spring Lock, 6mm Wire Glass, 570mm (L) x 570mm (H) x 100mm (D) x 30mm Frame, Material : 1.0mm SS304 |  |  |  | 7080290100000 | 0304940000000 | 1.0000 | nos. |  | 1.4.1 SS Cabinet/ Frame&Door Complete - BI
[7080290100000] Frame & Door For 4 Way Breeching Inlet - 'Sprinkler Breeching Inlet', Hairline Finish c/w Spring Lock, 6mm Wire Glass, 570mm (L) x 570mm (H) x 100mm (D) x 30mm Frame, Material : 1.0mm SS304 |  |  |  | 7080290100000 | 0303090100000 | 6.0000 | nos. |  | 1.4.1 SS Cabinet/ Frame&Door Complete - BI
[7080290125001] Cabinet For 4 Way Breeching Inlet - Recess 'Sprinkler Breeching Inlet', Hairline Finishing c/w Spring Lock, Back of Cabinet Without Fully Cover Up and bend 30mm, 6mm Wire Glass, Standard Wording In Red Colour, 570mm (L) x 570mm (H) x 305mm (D), Material : 1.0mm SS304 |  |  |  | 7080290125001 | 0308001725001 | 1.0000 | nos.
[7080290125001] Cabinet For 4 Way Breeching Inlet - Recess 'Sprinkler Breeching Inlet', Hairline Finishing c/w Spring Lock, Back of Cabinet Without Fully Cover Up and bend 30mm, 6mm Wire Glass, Standard Wording In Red Colour, 570mm (L) x 570mm (H) x 305mm (D), Material : 1.0mm SS304 |  |  |  | 7080290125001 | 0303090100000 | 6.0000 | nos.
[7080290125001] Cabinet For 4 Way Breeching Inlet - Recess 'Sprinkler Breeching Inlet', Hairline Finishing c/w Spring Lock, Back of Cabinet Without Fully Cover Up and bend 30mm, 6mm Wire Glass, Standard Wording In Red Colour, 570mm (L) x 570mm (H) x 305mm (D), Material : 1.0mm SS304 |  |  |  | 7080290125001 | 0307390000000 | 1.0000 | nos.
[7080290125001] Cabinet For 4 Way Breeching Inlet - Recess 'Sprinkler Breeching Inlet', Hairline Finishing c/w Spring Lock, Back of Cabinet Without Fully Cover Up and bend 30mm, 6mm Wire Glass, Standard Wording In Red Colour, 570mm (L) x 570mm (H) x 305mm (D), Material : 1.0mm SS304 |  |  |  | 7080290125001 | 0304810000000 | 6.0000 | nos.
[7080290125001] Cabinet For 4 Way Breeching Inlet - Recess 'Sprinkler Breeching Inlet', Hairline Finishing c/w Spring Lock, Back of Cabinet Without Fully Cover Up and bend 30mm, 6mm Wire Glass, Standard Wording In Red Colour, 570mm (L) x 570mm (H) x 305mm (D), Material : 1.0mm SS304 |  |  |  | 7080290125001 | 0304940000000 | 1.0000 | nos.
[7080290200000] 570mm(L) x 570mm(H) x 100mm(D) x 30mm Frame x 1.0mm - Frame & Door For 4Way Breeching Inlet, 'Sprinkler Breeching Inlet', Hairline Finish c/w Spring Lock, 6mm Wire Glass, Material: SS316 |  |  |  | 7080290200000 | 0307390000000 | 1.0000 | nos. |  | 1.4.1 SS Cabinet/ Frame&Door Complete - BI
[7080290200000] 570mm(L) x 570mm(H) x 100mm(D) x 30mm Frame x 1.0mm - Frame & Door For 4Way Breeching Inlet, 'Sprinkler Breeching Inlet', Hairline Finish c/w Spring Lock, 6mm Wire Glass, Material: SS316 |  |  |  | 7080290200000 | 0303090100000 | 6.0000 | nos. |  | 1.4.1 SS Cabinet/ Frame&Door Complete - BI
[7080290200000] 570mm(L) x 570mm(H) x 100mm(D) x 30mm Frame x 1.0mm - Frame & Door For 4Way Breeching Inlet, 'Sprinkler Breeching Inlet', Hairline Finish c/w Spring Lock, 6mm Wire Glass, Material: SS316 |  |  |  | 7080290200000 | 0304940000000 | 1.0000 | nos. |  | 1.4.1 SS Cabinet/ Frame&Door Complete - BI
[7080290200000] 570mm(L) x 570mm(H) x 100mm(D) x 30mm Frame x 1.0mm - Frame & Door For 4Way Breeching Inlet, 'Sprinkler Breeching Inlet', Hairline Finish c/w Spring Lock, 6mm Wire Glass, Material: SS316 |  |  |  | 7080290200000 | 0308002000000 | 1.0000 | nos. |  | 1.4.1 SS Cabinet/ Frame&Door Complete - BI
[7080290200000] 570mm(L) x 570mm(H) x 100mm(D) x 30mm Frame x 1.0mm - Frame & Door For 4Way Breeching Inlet, 'Sprinkler Breeching Inlet', Hairline Finish c/w Spring Lock, 6mm Wire Glass, Material: SS316 |  |  |  | 7080290200000 | 0304810000000 | 6.0000 | nos. |  | 1.4.1 SS Cabinet/ Frame&Door Complete - BI
[7080290500000] Frame & Door For 4 Way Breeching Inlet - 'Dry Riser Breeching Inlet', Red Colour c/w Spring Lock, 6mm Wire Glass, 570mm (L) x 570mm (H) x 100mm (D) x 30mm Frame, Material : 1.2mm EG |  |  |  | 7080290500000 | 0304820000000 | 6.0000 | nos. |  | 1.2.1 EG Cabinet/ Frame&Door Complete- BI
[7080290500000] Frame & Door For 4 Way Breeching Inlet - 'Dry Riser Breeching Inlet', Red Colour c/w Spring Lock, 6mm Wire Glass, 570mm (L) x 570mm (H) x 100mm (D) x 30mm Frame, Material : 1.2mm EG |  |  |  | 7080290500000 | 0304940000000 | 1.0000 | nos. |  | 1.2.1 EG Cabinet/ Frame&Door Complete- BI
[7080290500000] Frame & Door For 4 Way Breeching Inlet - 'Dry Riser Breeching Inlet', Red Colour c/w Spring Lock, 6mm Wire Glass, 570mm (L) x 570mm (H) x 100mm (D) x 30mm Frame, Material : 1.2mm EG |  |  |  | 7080290500000 | 0307390000000 | 1.0000 | nos. |  | 1.2.1 EG Cabinet/ Frame&Door Complete- BI
[7080290500000] Frame & Door For 4 Way Breeching Inlet - 'Dry Riser Breeching Inlet', Red Colour c/w Spring Lock, 6mm Wire Glass, 570mm (L) x 570mm (H) x 100mm (D) x 30mm Frame, Material : 1.2mm EG |  |  |  | 7080290500000 | 0303090000000 | 6.0000 | nos. |  | 1.2.1 EG Cabinet/ Frame&Door Complete- BI
[7080290500000] Frame & Door For 4 Way Breeching Inlet - 'Dry Riser Breeching Inlet', Red Colour c/w Spring Lock, 6mm Wire Glass, 570mm (L) x 570mm (H) x 100mm (D) x 30mm Frame, Material : 1.2mm EG |  |  |  | 7080290500000 | 0308030800000 | 1.0000 | nos. |  | 1.2.1 EG Cabinet/ Frame&Door Complete- BI
[7080290600000] Frame & Door For 4 Way Breeching Inlet - 'Dry Riser Breeching Inlet', Hairline Finish c/w Spring Lock, 6mm Wire Glass, 570mm (L) x 570mm (H) x 100mm (D) x 30mm Frame, Material : 1.0mm SS304 |  |  |  | 7080290600000 | 0304810000000 | 6.0000 | nos. |  | 1.4.1 SS Cabinet/ Frame&Door Complete - BI
[7080290600000] Frame & Door For 4 Way Breeching Inlet - 'Dry Riser Breeching Inlet', Hairline Finish c/w Spring Lock, 6mm Wire Glass, 570mm (L) x 570mm (H) x 100mm (D) x 30mm Frame, Material : 1.0mm SS304 |  |  |  | 7080290600000 | 0303090100000 | 6.0000 | nos. |  | 1.4.1 SS Cabinet/ Frame&Door Complete - BI
[7080290600000] Frame & Door For 4 Way Breeching Inlet - 'Dry Riser Breeching Inlet', Hairline Finish c/w Spring Lock, 6mm Wire Glass, 570mm (L) x 570mm (H) x 100mm (D) x 30mm Frame, Material : 1.0mm SS304 |  |  |  | 7080290600000 | 0304940000000 | 1.0000 | nos. |  | 1.4.1 SS Cabinet/ Frame&Door Complete - BI
[7080290600000] Frame & Door For 4 Way Breeching Inlet - 'Dry Riser Breeching Inlet', Hairline Finish c/w Spring Lock, 6mm Wire Glass, 570mm (L) x 570mm (H) x 100mm (D) x 30mm Frame, Material : 1.0mm SS304 |  |  |  | 7080290600000 | 0308001700000 | 1.0000 | nos. |  | 1.4.1 SS Cabinet/ Frame&Door Complete - BI
[7080290600000] Frame & Door For 4 Way Breeching Inlet - 'Dry Riser Breeching Inlet', Hairline Finish c/w Spring Lock, 6mm Wire Glass, 570mm (L) x 570mm (H) x 100mm (D) x 30mm Frame, Material : 1.0mm SS304 |  |  |  | 7080290600000 | 0307390000000 | 1.0000 | nos. |  | 1.4.1 SS Cabinet/ Frame&Door Complete - BI
[7080290700000] Frame & Door For 4 Way Breeching Inlet (BS 5041-5)- 'Sprinkler Breeching Inlet', Red Colour c/w Spring Lock, 6mm Wire Glass, 595mm (L) x 595mm (H) x 100mm (D) x 38mm Frame, Material : 1.5mm EG |  |  |  | 7080290700000 | 0303090000000 | 6.0000 | nos. |  | 1.2.1 EG Cabinet/ Frame&Door Complete- BI
[7080290700000] Frame & Door For 4 Way Breeching Inlet (BS 5041-5)- 'Sprinkler Breeching Inlet', Red Colour c/w Spring Lock, 6mm Wire Glass, 595mm (L) x 595mm (H) x 100mm (D) x 38mm Frame, Material : 1.5mm EG |  |  |  | 7080290700000 | 0307390000000 | 1.0000 | nos. |  | 1.2.1 EG Cabinet/ Frame&Door Complete- BI
[7080290700000] Frame & Door For 4 Way Breeching Inlet (BS 5041-5)- 'Sprinkler Breeching Inlet', Red Colour c/w Spring Lock, 6mm Wire Glass, 595mm (L) x 595mm (H) x 100mm (D) x 38mm Frame, Material : 1.5mm EG |  |  |  | 7080290700000 | 0304820000000 | 6.0000 | nos. |  | 1.2.1 EG Cabinet/ Frame&Door Complete- BI
[7080290700000] Frame & Door For 4 Way Breeching Inlet (BS 5041-5)- 'Sprinkler Breeching Inlet', Red Colour c/w Spring Lock, 6mm Wire Glass, 595mm (L) x 595mm (H) x 100mm (D) x 38mm Frame, Material : 1.5mm EG |  |  |  | 7080290700000 | 0305000200000 | 1.0000 | nos. |  | 1.2.1 EG Cabinet/ Frame&Door Complete- BI
[7080290700000] Frame & Door For 4 Way Breeching Inlet (BS 5041-5)- 'Sprinkler Breeching Inlet', Red Colour c/w Spring Lock, 6mm Wire Glass, 595mm (L) x 595mm (H) x 100mm (D) x 38mm Frame, Material : 1.5mm EG |  |  |  | 7080290700000 | 0308991300000 | 1.0000 | nos. |  | 1.2.1 EG Cabinet/ Frame&Door Complete- BI
[7080290721002] 595mm(H)x595mm(L)x100mm(D)x38mm Frame x 1.5mm, Cabinet For Breeching Inlet 4 Way Frame & Door, 'Dry Riser Breeching Inlet', Red Colour, Spring Lock, 6mm Wire Glass, BS5041-5, Material : EG |  |  |  | 7080290721002 | 0304820000000 | 6.0000 | nos. |  | 1.2.1 EG Cabinet/ Frame&Door Complete- BI
[7080290721002] 595mm(H)x595mm(L)x100mm(D)x38mm Frame x 1.5mm, Cabinet For Breeching Inlet 4 Way Frame & Door, 'Dry Riser Breeching Inlet', Red Colour, Spring Lock, 6mm Wire Glass, BS5041-5, Material : EG |  |  |  | 7080290721002 | 0307390000000 | 1.0000 | nos. |  | 1.2.1 EG Cabinet/ Frame&Door Complete- BI
[7080290721002] 595mm(H)x595mm(L)x100mm(D)x38mm Frame x 1.5mm, Cabinet For Breeching Inlet 4 Way Frame & Door, 'Dry Riser Breeching Inlet', Red Colour, Spring Lock, 6mm Wire Glass, BS5041-5, Material : EG |  |  |  | 7080290721002 | 0305000200000 | 1.0000 | nos. |  | 1.2.1 EG Cabinet/ Frame&Door Complete- BI
[7080290721002] 595mm(H)x595mm(L)x100mm(D)x38mm Frame x 1.5mm, Cabinet For Breeching Inlet 4 Way Frame & Door, 'Dry Riser Breeching Inlet', Red Colour, Spring Lock, 6mm Wire Glass, BS5041-5, Material : EG |  |  |  | 7080290721002 | 0303090000000 | 6.0000 | nos. |  | 1.2.1 EG Cabinet/ Frame&Door Complete- BI
[7080290721002] 595mm(H)x595mm(L)x100mm(D)x38mm Frame x 1.5mm, Cabinet For Breeching Inlet 4 Way Frame & Door, 'Dry Riser Breeching Inlet', Red Colour, Spring Lock, 6mm Wire Glass, BS5041-5, Material : EG |  |  |  | 7080290721002 | 0308991300000 | 1.0000 | nos. |  | 1.2.1 EG Cabinet/ Frame&Door Complete- BI
[7080290721005] 595mm(H) x 595mm(L) x 100mm(D) x 38mm Frame x 1.0mm, Cabinet For Breeching Inlet 4 Way Frame & Door, 'Dry Riser Breeching Inlet', Hairline, Spring Lock, 6mm Wire Glass, BS5041-5, Material : SS304 |  |  |  | 7080290721005 | 0308991321005 | 1.0000 | nos. |  | 1.2.1 EG Cabinet/ Frame&Door Complete- BI
[7080290721005] 595mm(H) x 595mm(L) x 100mm(D) x 38mm Frame x 1.0mm, Cabinet For Breeching Inlet 4 Way Frame & Door, 'Dry Riser Breeching Inlet', Hairline, Spring Lock, 6mm Wire Glass, BS5041-5, Material : SS304 |  |  |  | 7080290721005 | 0307390000000 | 1.0000 | nos. |  | 1.2.1 EG Cabinet/ Frame&Door Complete- BI
[7080290721005] 595mm(H) x 595mm(L) x 100mm(D) x 38mm Frame x 1.0mm, Cabinet For Breeching Inlet 4 Way Frame & Door, 'Dry Riser Breeching Inlet', Hairline, Spring Lock, 6mm Wire Glass, BS5041-5, Material : SS304 |  |  |  | 7080290721005 | 0303090100000 | 6.0000 | nos. |  | 1.2.1 EG Cabinet/ Frame&Door Complete- BI
[7080290721005] 595mm(H) x 595mm(L) x 100mm(D) x 38mm Frame x 1.0mm, Cabinet For Breeching Inlet 4 Way Frame & Door, 'Dry Riser Breeching Inlet', Hairline, Spring Lock, 6mm Wire Glass, BS5041-5, Material : SS304 |  |  |  | 7080290721005 | 0305000200000 | 1.0000 | nos. |  | 1.2.1 EG Cabinet/ Frame&Door Complete- BI
[7080290721005] 595mm(H) x 595mm(L) x 100mm(D) x 38mm Frame x 1.0mm, Cabinet For Breeching Inlet 4 Way Frame & Door, 'Dry Riser Breeching Inlet', Hairline, Spring Lock, 6mm Wire Glass, BS5041-5, Material : SS304 |  |  |  | 7080290721005 | 0304810000000 | 6.0000 | nos. |  | 1.2.1 EG Cabinet/ Frame&Door Complete- BI
[7080290723001] 570mm(W)X570mm(H)X20mmX1.2mm,Material: EG,4 Way Breeching Inlet Door Only,Wired Viewing Glass,Spring Lock,Standard Wording In White Colour "Sprinkler Breeching Inlet" |  |  |  | 7080290723001 | 0307390000000 | 1.0000 | nos. |  | 1.2.1 EG Cabinet/ Frame&Door Complete- BI
[7080290723001] 570mm(W)X570mm(H)X20mmX1.2mm,Material: EG,4 Way Breeching Inlet Door Only,Wired Viewing Glass,Spring Lock,Standard Wording In White Colour "Sprinkler Breeching Inlet" |  |  |  | 7080290723001 | 0304820000000 | 6.0000 | nos. |  | 1.2.1 EG Cabinet/ Frame&Door Complete- BI
[7080290723001] 570mm(W)X570mm(H)X20mmX1.2mm,Material: EG,4 Way Breeching Inlet Door Only,Wired Viewing Glass,Spring Lock,Standard Wording In White Colour "Sprinkler Breeching Inlet" |  |  |  | 7080290723001 | 0304940000000 | 1.0000 | nos. |  | 1.2.1 EG Cabinet/ Frame&Door Complete- BI
[7080290723001] 570mm(W)X570mm(H)X20mmX1.2mm,Material: EG,4 Way Breeching Inlet Door Only,Wired Viewing Glass,Spring Lock,Standard Wording In White Colour "Sprinkler Breeching Inlet" |  |  |  | 7080290723001 | 0308991323001 | 1.0000 | nos. |  | 1.2.1 EG Cabinet/ Frame&Door Complete- BI
[7080290723001] 570mm(W)X570mm(H)X20mmX1.2mm,Material: EG,4 Way Breeching Inlet Door Only,Wired Viewing Glass,Spring Lock,Standard Wording In White Colour "Sprinkler Breeching Inlet" |  |  |  | 7080290723001 | 0303090000000 | 6.0000 | nos. |  | 1.2.1 EG Cabinet/ Frame&Door Complete- BI
[7080290723003] 595mm(H) x 595mm(L) x 100mm(D) x 38mm Frame x 1.0mm, Cabinet For Breeching Inlet 4 Way Frame & Door, 'Sprinkler Breeching Inlet', Hairline, Spring Lock, 6mm Wire Glass, BS5041-5, Material : SS304 |  |  |  | 7080290723003 | 0305000200000 | 1.0000 | nos. |  | 1.2.1 EG Cabinet/ Frame&Door Complete- BI
[7080290723003] 595mm(H) x 595mm(L) x 100mm(D) x 38mm Frame x 1.0mm, Cabinet For Breeching Inlet 4 Way Frame & Door, 'Sprinkler Breeching Inlet', Hairline, Spring Lock, 6mm Wire Glass, BS5041-5, Material : SS304 |  |  |  | 7080290723003 | 0307390000000 | 1.0000 | nos. |  | 1.2.1 EG Cabinet/ Frame&Door Complete- BI
[7080290723003] 595mm(H) x 595mm(L) x 100mm(D) x 38mm Frame x 1.0mm, Cabinet For Breeching Inlet 4 Way Frame & Door, 'Sprinkler Breeching Inlet', Hairline, Spring Lock, 6mm Wire Glass, BS5041-5, Material : SS304 |  |  |  | 7080290723003 | 0304810000000 | 6.0000 | nos. |  | 1.2.1 EG Cabinet/ Frame&Door Complete- BI
[7080290723003] 595mm(H) x 595mm(L) x 100mm(D) x 38mm Frame x 1.0mm, Cabinet For Breeching Inlet 4 Way Frame & Door, 'Sprinkler Breeching Inlet', Hairline, Spring Lock, 6mm Wire Glass, BS5041-5, Material : SS304 |  |  |  | 7080290723003 | 0308991323003 | 1.0000 | nos. |  | 1.2.1 EG Cabinet/ Frame&Door Complete- BI
[7080290723003] 595mm(H) x 595mm(L) x 100mm(D) x 38mm Frame x 1.0mm, Cabinet For Breeching Inlet 4 Way Frame & Door, 'Sprinkler Breeching Inlet', Hairline, Spring Lock, 6mm Wire Glass, BS5041-5, Material : SS304 |  |  |  | 7080290723003 | 0303090100000 | 6.0000 | nos. |  | 1.2.1 EG Cabinet/ Frame&Door Complete- BI
[7080307600000] 586Mm(W) X 686Mm(H) X 230Mm(D) X 5Mm, Cabinet For Fire Hose,Red Colour, GRP, |  |  |  | 7080307600000 | 0322600000000 | 2.0000 | nos. |  | 1.3.1 Cabinet Partial Complete - Fiber Glass
[7080307600000] 586Mm(W) X 686Mm(H) X 230Mm(D) X 5Mm, Cabinet For Fire Hose,Red Colour, GRP, |  |  |  | 7080307600000 | 0323753100000 | 2.0000 | nos. |  | 1.3.1 Cabinet Partial Complete - Fiber Glass
[7080307600000] 586Mm(W) X 686Mm(H) X 230Mm(D) X 5Mm, Cabinet For Fire Hose,Red Colour, GRP, |  |  |  | 7080307600000 | 0308114200000 | 1.0000 | set |  | 1.3.1 Cabinet Partial Complete - Fiber Glass
[7080307600000] 586Mm(W) X 686Mm(H) X 230Mm(D) X 5Mm, Cabinet For Fire Hose,Red Colour, GRP, |  |  |  | 7080307600000 | 0316200100000 | 2.0000 | nos. |  | 1.3.1 Cabinet Partial Complete - Fiber Glass
[7080307600000] 586Mm(W) X 686Mm(H) X 230Mm(D) X 5Mm, Cabinet For Fire Hose,Red Colour, GRP, |  |  |  | 7080307600000 | 0311101500000 | 1.0000 | nos. |  | 1.3.1 Cabinet Partial Complete - Fiber Glass
[7080307600000] 586Mm(W) X 686Mm(H) X 230Mm(D) X 5Mm, Cabinet For Fire Hose,Red Colour, GRP, |  |  |  | 7080307600000 | 0308114400000 | 1.0000 | nos. |  | 1.3.1 Cabinet Partial Complete - Fiber Glass
[7080400000000] Self-Standing Cabinet For 1-1/2" Hose Reel 1000MM(W) X 1100MM(H) X 850MM(D) X 1.5MM E.G |  |  |  | 7080400000000 | 0304900000000 | 2.0000 | nos. |  | 1.2 Cabinet Complete Assembly - Electro-Galvanised (EG) Material
[7080400000000] Self-Standing Cabinet For 1-1/2" Hose Reel 1000MM(W) X 1100MM(H) X 850MM(D) X 1.5MM E.G |  |  |  | 7080400000000 | 0311100200000 | 1.0000 | nos. |  | 1.2 Cabinet Complete Assembly - Electro-Galvanised (EG) Material
[7080400000000] Self-Standing Cabinet For 1-1/2" Hose Reel 1000MM(W) X 1100MM(H) X 850MM(D) X 1.5MM E.G |  |  |  | 7080400000000 | 0303600500000 | 1.6000 | pcs |  | 1.2 Cabinet Complete Assembly - Electro-Galvanised (EG) Material
[7080400300000] 1550mm(L) x 600mm(W) x 1800mm(H) x 2.0mm, Cabinet For Fire Equipment, Material: EG |  |  |  | 7080400300000 | 0311101500000 | 4.0000 | nos. |  | 1.2.5 Other EG Cabinets Complete
[7080400300000] 1550mm(L) x 600mm(W) x 1800mm(H) x 2.0mm, Cabinet For Fire Equipment, Material: EG |  |  |  | 7080400300000 | 0322060500000 | 8.0000 | nos. |  | 1.2.5 Other EG Cabinets Complete
[7080400300000] 1550mm(L) x 600mm(W) x 1800mm(H) x 2.0mm, Cabinet For Fire Equipment, Material: EG |  |  |  | 7080400300000 | 0314950500000 | 8.0000 | nos. |  | 1.2.5 Other EG Cabinets Complete
[7080400300000] 1550mm(L) x 600mm(W) x 1800mm(H) x 2.0mm, Cabinet For Fire Equipment, Material: EG |  |  |  | 7080400300000 | 0308890400000 | 1.0000 | nos. |  | 1.2.5 Other EG Cabinets Complete
[7080400300000] 1550mm(L) x 600mm(W) x 1800mm(H) x 2.0mm, Cabinet For Fire Equipment, Material: EG |  |  |  | 7080400300000 | 0323970100000 | 8.0000 | nos. |  | 1.2.5 Other EG Cabinets Complete
[7080400600000] Cabinet For 50kg Mobile Extinguisher,Self Standing Legs (4 nos of 150mm),Red Colour,Lockable,Lever Lock c/w Key,700mm(W)X1200mm(H)X720mm(D)X1.5mm(Thk),Material: EG,Standard Wording in White Colour |  |  |  | 7080400600000 | 0311480000000 | 1.0000 | nos. |  | 1.2 Cabinet Complete Assembly - Electro-Galvanised (EG) Material
[7080400600000] Cabinet For 50kg Mobile Extinguisher,Self Standing Legs (4 nos of 150mm),Red Colour,Lockable,Lever Lock c/w Key,700mm(W)X1200mm(H)X720mm(D)X1.5mm(Thk),Material: EG,Standard Wording in White Colour |  |  |  | 7080400600000 | 0308890600000 | 1.0000 | nos. |  | 1.2 Cabinet Complete Assembly - Electro-Galvanised (EG) Material
[7080400600000] Cabinet For 50kg Mobile Extinguisher,Self Standing Legs (4 nos of 150mm),Red Colour,Lockable,Lever Lock c/w Key,700mm(W)X1200mm(H)X720mm(D)X1.5mm(Thk),Material: EG,Standard Wording in White Colour |  |  |  | 7080400600000 | 0303090000000 | 2.0000 | nos. |  | 1.2 Cabinet Complete Assembly - Electro-Galvanised (EG) Material
[7080400600000] Cabinet For 50kg Mobile Extinguisher,Self Standing Legs (4 nos of 150mm),Red Colour,Lockable,Lever Lock c/w Key,700mm(W)X1200mm(H)X720mm(D)X1.5mm(Thk),Material: EG,Standard Wording in White Colour |  |  |  | 7080400600000 | 0304820000000 | 2.0000 | nos. |  | 1.2 Cabinet Complete Assembly - Electro-Galvanised (EG) Material
[7080400600000] Cabinet For 50kg Mobile Extinguisher,Self Standing Legs (4 nos of 150mm),Red Colour,Lockable,Lever Lock c/w Key,700mm(W)X1200mm(H)X720mm(D)X1.5mm(Thk),Material: EG,Standard Wording in White Colour |  |  |  | 7080400600000 | 0304980000000 | 1.0000 | nos. |  | 1.2 Cabinet Complete Assembly - Electro-Galvanised (EG) Material
[7080400625001] Self-Standing Cabinet for 2 X Combat 25kg Store Pressure ABC Mobile Fire Extinguisher c/w Lock & Key and Slanted Roof, Finishing Red Colour Marine Paint, 1200mm (H) X 1200mm (W) X 700mm (D) 1.5mm Thickness, Self Standing Legs (150mm), Material: SS316 |  |  |  | 7080400625001 | 0308890625001 | 1.0000 | nos.
[7080400625001] Self-Standing Cabinet for 2 X Combat 25kg Store Pressure ABC Mobile Fire Extinguisher c/w Lock & Key and Slanted Roof, Finishing Red Colour Marine Paint, 1200mm (H) X 1200mm (W) X 700mm (D) 1.5mm Thickness, Self Standing Legs (150mm), Material: SS316 |  |  |  | 7080400625001 | 0304980000000 | 2.0000 | nos.
[7080400625001] Self-Standing Cabinet for 2 X Combat 25kg Store Pressure ABC Mobile Fire Extinguisher c/w Lock & Key and Slanted Roof, Finishing Red Colour Marine Paint, 1200mm (H) X 1200mm (W) X 700mm (D) 1.5mm Thickness, Self Standing Legs (150mm), Material: SS316 |  |  |  | 7080400625001 | 0304810100000 | 2.0000 | nos.
[7080400625001] Self-Standing Cabinet for 2 X Combat 25kg Store Pressure ABC Mobile Fire Extinguisher c/w Lock & Key and Slanted Roof, Finishing Red Colour Marine Paint, 1200mm (H) X 1200mm (W) X 700mm (D) 1.5mm Thickness, Self Standing Legs (150mm), Material: SS316 |  |  |  | 7080400625001 | 0304810000000 | 2.0000 | nos.
[7080400625001] Self-Standing Cabinet for 2 X Combat 25kg Store Pressure ABC Mobile Fire Extinguisher c/w Lock & Key and Slanted Roof, Finishing Red Colour Marine Paint, 1200mm (H) X 1200mm (W) X 700mm (D) 1.5mm Thickness, Self Standing Legs (150mm), Material: SS316 |  |  |  | 7080400625001 | 0303090100000 | 4.0000 | nos.
[7080400625001] Self-Standing Cabinet for 2 X Combat 25kg Store Pressure ABC Mobile Fire Extinguisher c/w Lock & Key and Slanted Roof, Finishing Red Colour Marine Paint, 1200mm (H) X 1200mm (W) X 700mm (D) 1.5mm Thickness, Self Standing Legs (150mm), Material: SS316 |  |  |  | 7080400625001 | 0307400000000 | 2.0000 | nos.
[8080008000000] 1" x 30m Automatic Swing Hose Reel, Red Colour, Plastic Jet/Spray Nozzle, Inlet: 25mm BSPT, Mild Steel |  |  |  | 8080008000000 | 0307250900000 | 1.0000 | nos.
[8080008000000] 1" x 30m Automatic Swing Hose Reel, Red Colour, Plastic Jet/Spray Nozzle, Inlet: 25mm BSPT, Mild Steel |  |  |  | 8080008000000 | 0300330600000 | 1.0000 | nos.
[8080008000000] 1" x 30m Automatic Swing Hose Reel, Red Colour, Plastic Jet/Spray Nozzle, Inlet: 25mm BSPT, Mild Steel |  |  |  | 8080008000000 | 0301340000000 | 10.0000 | nos.
[8080008000000] 1" x 30m Automatic Swing Hose Reel, Red Colour, Plastic Jet/Spray Nozzle, Inlet: 25mm BSPT, Mild Steel |  |  |  | 8080008000000 | 0300540000000 | 2.0000 | nos.
[8080008000000] 1" x 30m Automatic Swing Hose Reel, Red Colour, Plastic Jet/Spray Nozzle, Inlet: 25mm BSPT, Mild Steel |  |  |  | 8080008000000 | 0305170000000 | 1.0000 | nos.
[8080008000000] 1" x 30m Automatic Swing Hose Reel, Red Colour, Plastic Jet/Spray Nozzle, Inlet: 25mm BSPT, Mild Steel |  |  |  | 8080008000000 | 0300850200000 | 1.0000 | nos.
[8080008000000] 1" x 30m Automatic Swing Hose Reel, Red Colour, Plastic Jet/Spray Nozzle, Inlet: 25mm BSPT, Mild Steel |  |  |  | 8080008000000 | 0301320000000 | 3.0000 | nos.
[8080008000000] 1" x 30m Automatic Swing Hose Reel, Red Colour, Plastic Jet/Spray Nozzle, Inlet: 25mm BSPT, Mild Steel |  |  |  | 8080008000000 | 0307300000000 | 1.0000 | nos.
[8080008000000] 1" x 30m Automatic Swing Hose Reel, Red Colour, Plastic Jet/Spray Nozzle, Inlet: 25mm BSPT, Mild Steel |  |  |  | 8080008000000 | 0301270000000 | 2.0000 | nos.
[8080008000000] 1" x 30m Automatic Swing Hose Reel, Red Colour, Plastic Jet/Spray Nozzle, Inlet: 25mm BSPT, Mild Steel |  |  |  | 8080008000000 | 0300470000000 | 1.0000 | nos.
[8080008000000] 1" x 30m Automatic Swing Hose Reel, Red Colour, Plastic Jet/Spray Nozzle, Inlet: 25mm BSPT, Mild Steel |  |  |  | 8080008000000 | 0305520100000 | 1.0000 | nos.
[8080008000000] 1" x 30m Automatic Swing Hose Reel, Red Colour, Plastic Jet/Spray Nozzle, Inlet: 25mm BSPT, Mild Steel |  |  |  | 8080008000000 | 0300710000000 | 1.0000 | nos.
[8080009918001] 25mm x 30m Manual Swing Hose Reel, c/w SETSCO With EN694 Hose, Jet Nozzle, Inlet: 25mm BSPT, BS EN671-1: 2012, Mild Steel, Accessories: Nozzle Bracket & Gate Valve. (Dwg. No. 80800100) |  |  |  | 8080009918001 | 0300540000000 | 2.0000 | nos. |  | 1.1 Complete Assembly - HR
[8080009918001] 25mm x 30m Manual Swing Hose Reel, c/w SETSCO With EN694 Hose, Jet Nozzle, Inlet: 25mm BSPT, BS EN671-1: 2012, Mild Steel, Accessories: Nozzle Bracket & Gate Valve. (Dwg. No. 80800100) |  |  |  | 8080009918001 | 0303880300000 | 1.0000 | nos. |  | 1.1 Complete Assembly - HR
[8080009918001] 25mm x 30m Manual Swing Hose Reel, c/w SETSCO With EN694 Hose, Jet Nozzle, Inlet: 25mm BSPT, BS EN671-1: 2012, Mild Steel, Accessories: Nozzle Bracket & Gate Valve. (Dwg. No. 80800100) |  |  |  | 8080009918001 | 0300800000000 | 1.0000 | nos. |  | 1.1 Complete Assembly - HR
[8080009918001] 25mm x 30m Manual Swing Hose Reel, c/w SETSCO With EN694 Hose, Jet Nozzle, Inlet: 25mm BSPT, BS EN671-1: 2012, Mild Steel, Accessories: Nozzle Bracket & Gate Valve. (Dwg. No. 80800100) |  |  |  | 8080009918001 | 0315390000000 | 1.0000 | nos. |  | 1.1 Complete Assembly - HR
[8080009918001] 25mm x 30m Manual Swing Hose Reel, c/w SETSCO With EN694 Hose, Jet Nozzle, Inlet: 25mm BSPT, BS EN671-1: 2012, Mild Steel, Accessories: Nozzle Bracket & Gate Valve. (Dwg. No. 80800100) |  |  |  | 8080009918001 | 0301300000000 | 1.0000 | nos. |  | 1.1 Complete Assembly - HR
[8080009918001] 25mm x 30m Manual Swing Hose Reel, c/w SETSCO With EN694 Hose, Jet Nozzle, Inlet: 25mm BSPT, BS EN671-1: 2012, Mild Steel, Accessories: Nozzle Bracket & Gate Valve. (Dwg. No. 80800100) |  |  |  | 8080009918001 | 0300330000000 | 1.0000 | nos. |  | 1.1 Complete Assembly - HR
[8080009918001] 25mm x 30m Manual Swing Hose Reel, c/w SETSCO With EN694 Hose, Jet Nozzle, Inlet: 25mm BSPT, BS EN671-1: 2012, Mild Steel, Accessories: Nozzle Bracket & Gate Valve. (Dwg. No. 80800100) |  |  |  | 8080009918001 | 0300840000000 | 1.0000 | nos. |  | 1.1 Complete Assembly - HR
[8080009918001] 25mm x 30m Manual Swing Hose Reel, c/w SETSCO With EN694 Hose, Jet Nozzle, Inlet: 25mm BSPT, BS EN671-1: 2012, Mild Steel, Accessories: Nozzle Bracket & Gate Valve. (Dwg. No. 80800100) |  |  |  | 8080009918001 | 0307170000000 | 1.0000 | nos. |  | 1.1 Complete Assembly - HR
[8080009918001] 25mm x 30m Manual Swing Hose Reel, c/w SETSCO With EN694 Hose, Jet Nozzle, Inlet: 25mm BSPT, BS EN671-1: 2012, Mild Steel, Accessories: Nozzle Bracket & Gate Valve. (Dwg. No. 80800100) |  |  |  | 8080009918001 | 0300700000000 | 1.0000 | nos. |  | 1.1 Complete Assembly - HR
[8080009918001] 25mm x 30m Manual Swing Hose Reel, c/w SETSCO With EN694 Hose, Jet Nozzle, Inlet: 25mm BSPT, BS EN671-1: 2012, Mild Steel, Accessories: Nozzle Bracket & Gate Valve. (Dwg. No. 80800100) |  |  |  | 8080009918001 | 0301320000000 | 2.0000 | nos. |  | 1.1 Complete Assembly - HR
[8080009918001] 25mm x 30m Manual Swing Hose Reel, c/w SETSCO With EN694 Hose, Jet Nozzle, Inlet: 25mm BSPT, BS EN671-1: 2012, Mild Steel, Accessories: Nozzle Bracket & Gate Valve. (Dwg. No. 80800100) |  |  |  | 8080009918001 | 0301340000000 | 10.0000 | nos. |  | 1.1 Complete Assembly - HR
[8080009918001] 25mm x 30m Manual Swing Hose Reel, c/w SETSCO With EN694 Hose, Jet Nozzle, Inlet: 25mm BSPT, BS EN671-1: 2012, Mild Steel, Accessories: Nozzle Bracket & Gate Valve. (Dwg. No. 80800100) |  |  |  | 8080009918001 | 0300710000000 | 1.0000 | nos. |  | 1.1 Complete Assembly - HR
[8080009918001] 25mm x 30m Manual Swing Hose Reel, c/w SETSCO With EN694 Hose, Jet Nozzle, Inlet: 25mm BSPT, BS EN671-1: 2012, Mild Steel, Accessories: Nozzle Bracket & Gate Valve. (Dwg. No. 80800100) |  |  |  | 8080009918001 | 0304750000000 | 1.0000 | pcs |  | 1.1 Complete Assembly - HR
[8080009918001] 25mm x 30m Manual Swing Hose Reel, c/w SETSCO With EN694 Hose, Jet Nozzle, Inlet: 25mm BSPT, BS EN671-1: 2012, Mild Steel, Accessories: Nozzle Bracket & Gate Valve. (Dwg. No. 80800100) |  |  |  | 8080009918001 | 0301270000000 | 2.0000 | nos. |  | 1.1 Complete Assembly - HR
[8080009922001] 1" x 30m Wash Down Hose Reel, Blue Colour Finishing, Black Colour Hose, Brass Jet Nozzle, Material: EG, Accessories: Nozzle Bracket, 1" Pressure Regulating Valve & Gate Valve. |  |  |  | 8080009922001 | 0311500000000 | 1.0000 | nos. |  | 1.1 Complete Assembly - HR
[8080009922001] 1" x 30m Wash Down Hose Reel, Blue Colour Finishing, Black Colour Hose, Brass Jet Nozzle, Material: EG, Accessories: Nozzle Bracket, 1" Pressure Regulating Valve & Gate Valve. |  |  |  | 8080009922001 | 8080009924002 | 1.0000 | nos. |  | 1.1 Complete Assembly - HR
[8080009924001] 25mm x 30m Manual Swing Hose Reel, c/w SETSCO With EN694 Hose, Jet Nozzle, 4 Nos Hose Clip, Inlet: 25mm BSPT, BS EN671-1: 2012, Mild Steel, Accessories: Nozzle Bracket & Gate Valve. (Dwg. No. 80800100) |  |  |  | 8080009924001 | 0301340000000 | 10.0000 | nos.
[8080009924001] 25mm x 30m Manual Swing Hose Reel, c/w SETSCO With EN694 Hose, Jet Nozzle, 4 Nos Hose Clip, Inlet: 25mm BSPT, BS EN671-1: 2012, Mild Steel, Accessories: Nozzle Bracket & Gate Valve. (Dwg. No. 80800100) |  |  |  | 8080009924001 | 0300710000000 | 1.0000 | nos.
[8080009924001] 25mm x 30m Manual Swing Hose Reel, c/w SETSCO With EN694 Hose, Jet Nozzle, 4 Nos Hose Clip, Inlet: 25mm BSPT, BS EN671-1: 2012, Mild Steel, Accessories: Nozzle Bracket & Gate Valve. (Dwg. No. 80800100) |  |  |  | 8080009924001 | 0300840000000 | 1.0000 | nos.
[8080009924001] 25mm x 30m Manual Swing Hose Reel, c/w SETSCO With EN694 Hose, Jet Nozzle, 4 Nos Hose Clip, Inlet: 25mm BSPT, BS EN671-1: 2012, Mild Steel, Accessories: Nozzle Bracket & Gate Valve. (Dwg. No. 80800100) |  |  |  | 8080009924001 | 0301270000000 | 2.0000 | nos.
[8080009924001] 25mm x 30m Manual Swing Hose Reel, c/w SETSCO With EN694 Hose, Jet Nozzle, 4 Nos Hose Clip, Inlet: 25mm BSPT, BS EN671-1: 2012, Mild Steel, Accessories: Nozzle Bracket & Gate Valve. (Dwg. No. 80800100) |  |  |  | 8080009924001 | 0301320000000 | 4.0000 | nos.
[8080009924001] 25mm x 30m Manual Swing Hose Reel, c/w SETSCO With EN694 Hose, Jet Nozzle, 4 Nos Hose Clip, Inlet: 25mm BSPT, BS EN671-1: 2012, Mild Steel, Accessories: Nozzle Bracket & Gate Valve. (Dwg. No. 80800100) |  |  |  | 8080009924001 | 0315390000000 | 1.0000 | nos.
[8080009924001] 25mm x 30m Manual Swing Hose Reel, c/w SETSCO With EN694 Hose, Jet Nozzle, 4 Nos Hose Clip, Inlet: 25mm BSPT, BS EN671-1: 2012, Mild Steel, Accessories: Nozzle Bracket & Gate Valve. (Dwg. No. 80800100) |  |  |  | 8080009924001 | 0300540000000 | 2.0000 | nos.
[8080009924001] 25mm x 30m Manual Swing Hose Reel, c/w SETSCO With EN694 Hose, Jet Nozzle, 4 Nos Hose Clip, Inlet: 25mm BSPT, BS EN671-1: 2012, Mild Steel, Accessories: Nozzle Bracket & Gate Valve. (Dwg. No. 80800100) |  |  |  | 8080009924001 | 0300330000000 | 1.0000 | nos.
[8080009924001] 25mm x 30m Manual Swing Hose Reel, c/w SETSCO With EN694 Hose, Jet Nozzle, 4 Nos Hose Clip, Inlet: 25mm BSPT, BS EN671-1: 2012, Mild Steel, Accessories: Nozzle Bracket & Gate Valve. (Dwg. No. 80800100) |  |  |  | 8080009924001 | 0304750000000 | 1.0000 | pcs
[8080009924001] 25mm x 30m Manual Swing Hose Reel, c/w SETSCO With EN694 Hose, Jet Nozzle, 4 Nos Hose Clip, Inlet: 25mm BSPT, BS EN671-1: 2012, Mild Steel, Accessories: Nozzle Bracket & Gate Valve. (Dwg. No. 80800100) |  |  |  | 8080009924001 | 0301300000000 | 1.0000 | nos.
[8080009924001] 25mm x 30m Manual Swing Hose Reel, c/w SETSCO With EN694 Hose, Jet Nozzle, 4 Nos Hose Clip, Inlet: 25mm BSPT, BS EN671-1: 2012, Mild Steel, Accessories: Nozzle Bracket & Gate Valve. (Dwg. No. 80800100) |  |  |  | 8080009924001 | 0300700000000 | 1.0000 | nos.
[8080009924001] 25mm x 30m Manual Swing Hose Reel, c/w SETSCO With EN694 Hose, Jet Nozzle, 4 Nos Hose Clip, Inlet: 25mm BSPT, BS EN671-1: 2012, Mild Steel, Accessories: Nozzle Bracket & Gate Valve. (Dwg. No. 80800100) |  |  |  | 8080009924001 | 0300800000000 | 1.0000 | nos.
[8080009924001] 25mm x 30m Manual Swing Hose Reel, c/w SETSCO With EN694 Hose, Jet Nozzle, 4 Nos Hose Clip, Inlet: 25mm BSPT, BS EN671-1: 2012, Mild Steel, Accessories: Nozzle Bracket & Gate Valve. (Dwg. No. 80800100) |  |  |  | 8080009924001 | 0307170000000 | 1.0000 | nos.
[8080009924002] 1" x 30m Wash Down Hose Reel, Blue Colour Finishing, Black Colour Hose, Brass Jet Nozzle, Material: EG, Accessories: Nozzle Bracket & Gate Valve. |  |  |  | 8080009924002 | 0300710000000 | 1.0000 | nos. |  | 1.1 Complete Assembly - HR
[8080009924002] 1" x 30m Wash Down Hose Reel, Blue Colour Finishing, Black Colour Hose, Brass Jet Nozzle, Material: EG, Accessories: Nozzle Bracket & Gate Valve. |  |  |  | 8080009924002 | 0304750900000 | 1.0000 | pcs |  | 1.1 Complete Assembly - HR
[8080009924002] 1" x 30m Wash Down Hose Reel, Blue Colour Finishing, Black Colour Hose, Brass Jet Nozzle, Material: EG, Accessories: Nozzle Bracket & Gate Valve. |  |  |  | 8080009924002 | 0300333500000 | 1.0000 | nos. |  | 1.1 Complete Assembly - HR
[8080009924002] 1" x 30m Wash Down Hose Reel, Blue Colour Finishing, Black Colour Hose, Brass Jet Nozzle, Material: EG, Accessories: Nozzle Bracket & Gate Valve. |  |  |  | 8080009924002 | 0315390000000 | 1.0000 | nos. |  | 1.1 Complete Assembly - HR
[8080009924002] 1" x 30m Wash Down Hose Reel, Blue Colour Finishing, Black Colour Hose, Brass Jet Nozzle, Material: EG, Accessories: Nozzle Bracket & Gate Valve. |  |  |  | 8080009924002 | 0308900024001 | 1.0000 | nos. |  | 1.1 Complete Assembly - HR
[8080009924002] 1" x 30m Wash Down Hose Reel, Blue Colour Finishing, Black Colour Hose, Brass Jet Nozzle, Material: EG, Accessories: Nozzle Bracket & Gate Valve. |  |  |  | 8080009924002 | 0301340000000 | 10.0000 | nos. |  | 1.1 Complete Assembly - HR
[8080009924002] 1" x 30m Wash Down Hose Reel, Blue Colour Finishing, Black Colour Hose, Brass Jet Nozzle, Material: EG, Accessories: Nozzle Bracket & Gate Valve. |  |  |  | 8080009924002 | 0301320000000 | 2.0000 | nos. |  | 1.1 Complete Assembly - HR
[8080009924002] 1" x 30m Wash Down Hose Reel, Blue Colour Finishing, Black Colour Hose, Brass Jet Nozzle, Material: EG, Accessories: Nozzle Bracket & Gate Valve. |  |  |  | 8080009924002 | 0300540000000 | 3.0000 | nos. |  | 1.1 Complete Assembly - HR
[8080009924002] 1" x 30m Wash Down Hose Reel, Blue Colour Finishing, Black Colour Hose, Brass Jet Nozzle, Material: EG, Accessories: Nozzle Bracket & Gate Valve. |  |  |  | 8080009924002 | 0300840000000 | 1.0000 | nos. |  | 1.1 Complete Assembly - HR
[8080009924002] 1" x 30m Wash Down Hose Reel, Blue Colour Finishing, Black Colour Hose, Brass Jet Nozzle, Material: EG, Accessories: Nozzle Bracket & Gate Valve. |  |  |  | 8080009924002 | 0303880300000 | 1.0000 | nos. |  | 1.1 Complete Assembly - HR
[8080009924002] 1" x 30m Wash Down Hose Reel, Blue Colour Finishing, Black Colour Hose, Brass Jet Nozzle, Material: EG, Accessories: Nozzle Bracket & Gate Valve. |  |  |  | 8080009924002 | 0301300000000 | 1.0000 | nos. |  | 1.1 Complete Assembly - HR
[8080010000000] 25mm X 30m Manual Swing Hose Reel, c/w LPCB With EN694 Hose, Jet Nozzle, Inlet 25mm BSPT, BS EN671-1:2012, Mild Steel, Accessories : Nozzle Bracket, Carton Box (Dwg. No. 80800100) |  |  |  | 8080010000000 | 0301270000000 | 2.0000 | nos. |  | 1.1 Complete Assembly - HR
[8080010000000] 25mm X 30m Manual Swing Hose Reel, c/w LPCB With EN694 Hose, Jet Nozzle, Inlet 25mm BSPT, BS EN671-1:2012, Mild Steel, Accessories : Nozzle Bracket, Carton Box (Dwg. No. 80800100) |  |  |  | 8080010000000 | 0300710000000 | 1.0000 | nos. |  | 1.1 Complete Assembly - HR
[8080010000000] 25mm X 30m Manual Swing Hose Reel, c/w LPCB With EN694 Hose, Jet Nozzle, Inlet 25mm BSPT, BS EN671-1:2012, Mild Steel, Accessories : Nozzle Bracket, Carton Box (Dwg. No. 80800100) |  |  |  | 8080010000000 | 0301340000000 | 10.0000 | nos. |  | 1.1 Complete Assembly - HR
[8080010000000] 25mm X 30m Manual Swing Hose Reel, c/w LPCB With EN694 Hose, Jet Nozzle, Inlet 25mm BSPT, BS EN671-1:2012, Mild Steel, Accessories : Nozzle Bracket, Carton Box (Dwg. No. 80800100) |  |  |  | 8080010000000 | 0300800000000 | 1.0000 | nos. |  | 1.1 Complete Assembly - HR
[8080010000000] 25mm X 30m Manual Swing Hose Reel, c/w LPCB With EN694 Hose, Jet Nozzle, Inlet 25mm BSPT, BS EN671-1:2012, Mild Steel, Accessories : Nozzle Bracket, Carton Box (Dwg. No. 80800100) |  |  |  | 8080010000000 | 0300330000000 | 1.0000 | nos. |  | 1.1 Complete Assembly - HR
[8080010000000] 25mm X 30m Manual Swing Hose Reel, c/w LPCB With EN694 Hose, Jet Nozzle, Inlet 25mm BSPT, BS EN671-1:2012, Mild Steel, Accessories : Nozzle Bracket, Carton Box (Dwg. No. 80800100) |  |  |  | 8080010000000 | 0300700000000 | 1.0000 | nos. |  | 1.1 Complete Assembly - HR
[8080010000000] 25mm X 30m Manual Swing Hose Reel, c/w LPCB With EN694 Hose, Jet Nozzle, Inlet 25mm BSPT, BS EN671-1:2012, Mild Steel, Accessories : Nozzle Bracket, Carton Box (Dwg. No. 80800100) |  |  |  | 8080010000000 | 0301320000000 | 2.0000 | nos. |  | 1.1 Complete Assembly - HR
[8080010000000] 25mm X 30m Manual Swing Hose Reel, c/w LPCB With EN694 Hose, Jet Nozzle, Inlet 25mm BSPT, BS EN671-1:2012, Mild Steel, Accessories : Nozzle Bracket, Carton Box (Dwg. No. 80800100) |  |  |  | 8080010000000 | 0300840000000 | 1.0000 | nos. |  | 1.1 Complete Assembly - HR
[8080010000000] 25mm X 30m Manual Swing Hose Reel, c/w LPCB With EN694 Hose, Jet Nozzle, Inlet 25mm BSPT, BS EN671-1:2012, Mild Steel, Accessories : Nozzle Bracket, Carton Box (Dwg. No. 80800100) |  |  |  | 8080010000000 | 0303880300000 | 1.0000 | nos. |  | 1.1 Complete Assembly - HR
[8080010000000] 25mm X 30m Manual Swing Hose Reel, c/w LPCB With EN694 Hose, Jet Nozzle, Inlet 25mm BSPT, BS EN671-1:2012, Mild Steel, Accessories : Nozzle Bracket, Carton Box (Dwg. No. 80800100) |  |  |  | 8080010000000 | 0305170000000 | 1.0000 | nos. |  | 1.1 Complete Assembly - HR
[8080010000000] 25mm X 30m Manual Swing Hose Reel, c/w LPCB With EN694 Hose, Jet Nozzle, Inlet 25mm BSPT, BS EN671-1:2012, Mild Steel, Accessories : Nozzle Bracket, Carton Box (Dwg. No. 80800100) |  |  |  | 8080010000000 | 0301300000000 | 1.0000 | nos. |  | 1.1 Complete Assembly - HR
[8080010000000] 25mm X 30m Manual Swing Hose Reel, c/w LPCB With EN694 Hose, Jet Nozzle, Inlet 25mm BSPT, BS EN671-1:2012, Mild Steel, Accessories : Nozzle Bracket, Carton Box (Dwg. No. 80800100) |  |  |  | 8080010000000 | 0304750000000 | 1.0000 | pcs |  | 1.1 Complete Assembly - HR
[8080010000000] 25mm X 30m Manual Swing Hose Reel, c/w LPCB With EN694 Hose, Jet Nozzle, Inlet 25mm BSPT, BS EN671-1:2012, Mild Steel, Accessories : Nozzle Bracket, Carton Box (Dwg. No. 80800100) |  |  |  | 8080010000000 | 0300540000000 | 2.0000 | nos. |  | 1.1 Complete Assembly - HR
[8080010000001] 25mm X 30m Manual Swing Hose Reel, c/w LPCB With EN694 Hose, Jet Spray Nozzle, Inlet 25mm BSPT, BS EN671-1:2012, Mild Steel, Accessories : Nozzle Bracket, Carton Box (Dwg. No. 80800100) |  |  |  | 8080010000001 | 0305170000000 | 1.0000 | nos. |  | 1.1 Complete Assembly - HR
[8080010000001] 25mm X 30m Manual Swing Hose Reel, c/w LPCB With EN694 Hose, Jet Spray Nozzle, Inlet 25mm BSPT, BS EN671-1:2012, Mild Steel, Accessories : Nozzle Bracket, Carton Box (Dwg. No. 80800100) |  |  |  | 8080010000001 | 0301270000000 | 2.0000 | nos. |  | 1.1 Complete Assembly - HR
[8080010000001] 25mm X 30m Manual Swing Hose Reel, c/w LPCB With EN694 Hose, Jet Spray Nozzle, Inlet 25mm BSPT, BS EN671-1:2012, Mild Steel, Accessories : Nozzle Bracket, Carton Box (Dwg. No. 80800100) |  |  |  | 8080010000001 | 0304750000000 | 1.0000 | pcs |  | 1.1 Complete Assembly - HR
[8080010000001] 25mm X 30m Manual Swing Hose Reel, c/w LPCB With EN694 Hose, Jet Spray Nozzle, Inlet 25mm BSPT, BS EN671-1:2012, Mild Steel, Accessories : Nozzle Bracket, Carton Box (Dwg. No. 80800100) |  |  |  | 8080010000001 | 0300800000000 | 1.0000 | nos. |  | 1.1 Complete Assembly - HR
[8080010000001] 25mm X 30m Manual Swing Hose Reel, c/w LPCB With EN694 Hose, Jet Spray Nozzle, Inlet 25mm BSPT, BS EN671-1:2012, Mild Steel, Accessories : Nozzle Bracket, Carton Box (Dwg. No. 80800100) |  |  |  | 8080010000001 | 0300710000000 | 1.0000 | nos. |  | 1.1 Complete Assembly - HR
[8080010000001] 25mm X 30m Manual Swing Hose Reel, c/w LPCB With EN694 Hose, Jet Spray Nozzle, Inlet 25mm BSPT, BS EN671-1:2012, Mild Steel, Accessories : Nozzle Bracket, Carton Box (Dwg. No. 80800100) |  |  |  | 8080010000001 | 0301320000000 | 2.0000 | nos. |  | 1.1 Complete Assembly - HR
[8080010000001] 25mm X 30m Manual Swing Hose Reel, c/w LPCB With EN694 Hose, Jet Spray Nozzle, Inlet 25mm BSPT, BS EN671-1:2012, Mild Steel, Accessories : Nozzle Bracket, Carton Box (Dwg. No. 80800100) |  |  |  | 8080010000001 | 0300540000000 | 2.0000 | nos. |  | 1.1 Complete Assembly - HR
[8080010000001] 25mm X 30m Manual Swing Hose Reel, c/w LPCB With EN694 Hose, Jet Spray Nozzle, Inlet 25mm BSPT, BS EN671-1:2012, Mild Steel, Accessories : Nozzle Bracket, Carton Box (Dwg. No. 80800100) |  |  |  | 8080010000001 | 0301300000000 | 1.0000 | nos. |  | 1.1 Complete Assembly - HR
[8080010000001] 25mm X 30m Manual Swing Hose Reel, c/w LPCB With EN694 Hose, Jet Spray Nozzle, Inlet 25mm BSPT, BS EN671-1:2012, Mild Steel, Accessories : Nozzle Bracket, Carton Box (Dwg. No. 80800100) |  |  |  | 8080010000001 | 0301340000000 | 10.0000 | nos. |  | 1.1 Complete Assembly - HR
[8080010000001] 25mm X 30m Manual Swing Hose Reel, c/w LPCB With EN694 Hose, Jet Spray Nozzle, Inlet 25mm BSPT, BS EN671-1:2012, Mild Steel, Accessories : Nozzle Bracket, Carton Box (Dwg. No. 80800100) |  |  |  | 8080010000001 | 0303880300000 | 1.0000 | nos. |  | 1.1 Complete Assembly - HR
[8080010000001] 25mm X 30m Manual Swing Hose Reel, c/w LPCB With EN694 Hose, Jet Spray Nozzle, Inlet 25mm BSPT, BS EN671-1:2012, Mild Steel, Accessories : Nozzle Bracket, Carton Box (Dwg. No. 80800100) |  |  |  | 8080010000001 | 0300330000000 | 1.0000 | nos. |  | 1.1 Complete Assembly - HR
[8080010000001] 25mm X 30m Manual Swing Hose Reel, c/w LPCB With EN694 Hose, Jet Spray Nozzle, Inlet 25mm BSPT, BS EN671-1:2012, Mild Steel, Accessories : Nozzle Bracket, Carton Box (Dwg. No. 80800100) |  |  |  | 8080010000001 | 0300700000000 | 1.0000 | nos. |  | 1.1 Complete Assembly - HR
[8080010000001] 25mm X 30m Manual Swing Hose Reel, c/w LPCB With EN694 Hose, Jet Spray Nozzle, Inlet 25mm BSPT, BS EN671-1:2012, Mild Steel, Accessories : Nozzle Bracket, Carton Box (Dwg. No. 80800100) |  |  |  | 8080010000001 | 0317260000000 | 1.0000 | nos. |  | 1.1 Complete Assembly - HR
[8080010000002] 25mm X 30m Manual Swing Hose Reel, c/w MED With EN694 Hose, Jet Spray Nozzle, Inlet 25mm BSPT, BS EN671-1:2012, Mild Steel, Accessories : Nozzle Bracket, Carton Box (Dwg. No. 80800100) |  |  |  | 8080010000002 | 0300330000000 | 1.0000 | nos. |  | 1.1 Complete Assembly - HR
[8080010000002] 25mm X 30m Manual Swing Hose Reel, c/w MED With EN694 Hose, Jet Spray Nozzle, Inlet 25mm BSPT, BS EN671-1:2012, Mild Steel, Accessories : Nozzle Bracket, Carton Box (Dwg. No. 80800100) |  |  |  | 8080010000002 | 0300700000000 | 1.0000 | nos. |  | 1.1 Complete Assembly - HR
[8080010000002] 25mm X 30m Manual Swing Hose Reel, c/w MED With EN694 Hose, Jet Spray Nozzle, Inlet 25mm BSPT, BS EN671-1:2012, Mild Steel, Accessories : Nozzle Bracket, Carton Box (Dwg. No. 80800100) |  |  |  | 8080010000002 | 0301320100000 | 3.0000 | nos. |  | 1.1 Complete Assembly - HR
[8080010000002] 25mm X 30m Manual Swing Hose Reel, c/w MED With EN694 Hose, Jet Spray Nozzle, Inlet 25mm BSPT, BS EN671-1:2012, Mild Steel, Accessories : Nozzle Bracket, Carton Box (Dwg. No. 80800100) |  |  |  | 8080010000002 | 0303880300000 | 1.0000 | nos. |  | 1.1 Complete Assembly - HR
[8080010000002] 25mm X 30m Manual Swing Hose Reel, c/w MED With EN694 Hose, Jet Spray Nozzle, Inlet 25mm BSPT, BS EN671-1:2012, Mild Steel, Accessories : Nozzle Bracket, Carton Box (Dwg. No. 80800100) |  |  |  | 8080010000002 | 0300710000000 | 1.0000 | nos. |  | 1.1 Complete Assembly - HR
[8080010000002] 25mm X 30m Manual Swing Hose Reel, c/w MED With EN694 Hose, Jet Spray Nozzle, Inlet 25mm BSPT, BS EN671-1:2012, Mild Steel, Accessories : Nozzle Bracket, Carton Box (Dwg. No. 80800100) |  |  |  | 8080010000002 | 0304750800000 | 1.0000 | pcs |  | 1.1 Complete Assembly - HR
[8080010000002] 25mm X 30m Manual Swing Hose Reel, c/w MED With EN694 Hose, Jet Spray Nozzle, Inlet 25mm BSPT, BS EN671-1:2012, Mild Steel, Accessories : Nozzle Bracket, Carton Box (Dwg. No. 80800100) |  |  |  | 8080010000002 | 0300800000000 | 1.0000 | nos. |  | 1.1 Complete Assembly - HR
[8080010000002] 25mm X 30m Manual Swing Hose Reel, c/w MED With EN694 Hose, Jet Spray Nozzle, Inlet 25mm BSPT, BS EN671-1:2012, Mild Steel, Accessories : Nozzle Bracket, Carton Box (Dwg. No. 80800100) |  |  |  | 8080010000002 | 0317260000000 | 1.0000 | nos. |  | 1.1 Complete Assembly - HR
[8080010000002] 25mm X 30m Manual Swing Hose Reel, c/w MED With EN694 Hose, Jet Spray Nozzle, Inlet 25mm BSPT, BS EN671-1:2012, Mild Steel, Accessories : Nozzle Bracket, Carton Box (Dwg. No. 80800100) |  |  |  | 8080010000002 | 0300540000000 | 2.0000 | nos. |  | 1.1 Complete Assembly - HR
[8080010000002] 25mm X 30m Manual Swing Hose Reel, c/w MED With EN694 Hose, Jet Spray Nozzle, Inlet 25mm BSPT, BS EN671-1:2012, Mild Steel, Accessories : Nozzle Bracket, Carton Box (Dwg. No. 80800100) |  |  |  | 8080010000002 | 0301270000000 | 2.0000 | nos. |  | 1.1 Complete Assembly - HR
[8080010000002] 25mm X 30m Manual Swing Hose Reel, c/w MED With EN694 Hose, Jet Spray Nozzle, Inlet 25mm BSPT, BS EN671-1:2012, Mild Steel, Accessories : Nozzle Bracket, Carton Box (Dwg. No. 80800100) |  |  |  | 8080010000002 | 0305170000000 | 1.0000 | nos. |  | 1.1 Complete Assembly - HR
[8080010000002] 25mm X 30m Manual Swing Hose Reel, c/w MED With EN694 Hose, Jet Spray Nozzle, Inlet 25mm BSPT, BS EN671-1:2012, Mild Steel, Accessories : Nozzle Bracket, Carton Box (Dwg. No. 80800100) |  |  |  | 8080010000002 | 0301300000000 | 1.0000 | nos. |  | 1.1 Complete Assembly - HR
[8080010000002] 25mm X 30m Manual Swing Hose Reel, c/w MED With EN694 Hose, Jet Spray Nozzle, Inlet 25mm BSPT, BS EN671-1:2012, Mild Steel, Accessories : Nozzle Bracket, Carton Box (Dwg. No. 80800100) |  |  |  | 8080010000002 | 0301340000000 | 10.0000 | nos. |  | 1.1 Complete Assembly - HR
[8080010000003] 25mm X 20m Manual Swing Hose Reel, c/w MED With EN694 Hose, Jet Spray Nozzle, Inlet 25mm BSPT, BS EN671-1:2012, Mild Steel, Accessories : Nozzle Bracket, Carton Box (Dwg. No. 80800100) |  |  |  | 8080010000003 | 0300540000000 | 2.0000 | nos. |  | 1.1 Complete Assembly - HR
[8080010000003] 25mm X 20m Manual Swing Hose Reel, c/w MED With EN694 Hose, Jet Spray Nozzle, Inlet 25mm BSPT, BS EN671-1:2012, Mild Steel, Accessories : Nozzle Bracket, Carton Box (Dwg. No. 80800100) |  |  |  | 8080010000003 | 0301340000000 | 10.0000 | nos. |  | 1.1 Complete Assembly - HR
[8080010000003] 25mm X 20m Manual Swing Hose Reel, c/w MED With EN694 Hose, Jet Spray Nozzle, Inlet 25mm BSPT, BS EN671-1:2012, Mild Steel, Accessories : Nozzle Bracket, Carton Box (Dwg. No. 80800100) |  |  |  | 8080010000003 | 0301300000000 | 1.0000 | nos. |  | 1.1 Complete Assembly - HR
[8080010000003] 25mm X 20m Manual Swing Hose Reel, c/w MED With EN694 Hose, Jet Spray Nozzle, Inlet 25mm BSPT, BS EN671-1:2012, Mild Steel, Accessories : Nozzle Bracket, Carton Box (Dwg. No. 80800100) |  |  |  | 8080010000003 | 0300330500000 | 1.0000 | nos. |  | 1.1 Complete Assembly - HR
[8080010000003] 25mm X 20m Manual Swing Hose Reel, c/w MED With EN694 Hose, Jet Spray Nozzle, Inlet 25mm BSPT, BS EN671-1:2012, Mild Steel, Accessories : Nozzle Bracket, Carton Box (Dwg. No. 80800100) |  |  |  | 8080010000003 | 0304750800000 | 1.0000 | pcs |  | 1.1 Complete Assembly - HR
[8080010000003] 25mm X 20m Manual Swing Hose Reel, c/w MED With EN694 Hose, Jet Spray Nozzle, Inlet 25mm BSPT, BS EN671-1:2012, Mild Steel, Accessories : Nozzle Bracket, Carton Box (Dwg. No. 80800100) |  |  |  | 8080010000003 | 0317260000000 | 1.0000 | nos. |  | 1.1 Complete Assembly - HR
[8080010000003] 25mm X 20m Manual Swing Hose Reel, c/w MED With EN694 Hose, Jet Spray Nozzle, Inlet 25mm BSPT, BS EN671-1:2012, Mild Steel, Accessories : Nozzle Bracket, Carton Box (Dwg. No. 80800100) |  |  |  | 8080010000003 | 0301270000000 | 2.0000 | nos. |  | 1.1 Complete Assembly - HR
[8080010000003] 25mm X 20m Manual Swing Hose Reel, c/w MED With EN694 Hose, Jet Spray Nozzle, Inlet 25mm BSPT, BS EN671-1:2012, Mild Steel, Accessories : Nozzle Bracket, Carton Box (Dwg. No. 80800100) |  |  |  | 8080010000003 | 0303880300000 | 1.0000 | nos. |  | 1.1 Complete Assembly - HR
[8080010000003] 25mm X 20m Manual Swing Hose Reel, c/w MED With EN694 Hose, Jet Spray Nozzle, Inlet 25mm BSPT, BS EN671-1:2012, Mild Steel, Accessories : Nozzle Bracket, Carton Box (Dwg. No. 80800100) |  |  |  | 8080010000003 | 0305170000000 | 1.0000 | nos. |  | 1.1 Complete Assembly - HR
[8080010000003] 25mm X 20m Manual Swing Hose Reel, c/w MED With EN694 Hose, Jet Spray Nozzle, Inlet 25mm BSPT, BS EN671-1:2012, Mild Steel, Accessories : Nozzle Bracket, Carton Box (Dwg. No. 80800100) |  |  |  | 8080010000003 | 0300700000000 | 1.0000 | nos. |  | 1.1 Complete Assembly - HR
[8080010000003] 25mm X 20m Manual Swing Hose Reel, c/w MED With EN694 Hose, Jet Spray Nozzle, Inlet 25mm BSPT, BS EN671-1:2012, Mild Steel, Accessories : Nozzle Bracket, Carton Box (Dwg. No. 80800100) |  |  |  | 8080010000003 | 0300800000000 | 1.0000 | nos. |  | 1.1 Complete Assembly - HR
[8080010000003] 25mm X 20m Manual Swing Hose Reel, c/w MED With EN694 Hose, Jet Spray Nozzle, Inlet 25mm BSPT, BS EN671-1:2012, Mild Steel, Accessories : Nozzle Bracket, Carton Box (Dwg. No. 80800100) |  |  |  | 8080010000003 | 0301320100000 | 2.0000 | nos. |  | 1.1 Complete Assembly - HR
[8080010000003] 25mm X 20m Manual Swing Hose Reel, c/w MED With EN694 Hose, Jet Spray Nozzle, Inlet 25mm BSPT, BS EN671-1:2012, Mild Steel, Accessories : Nozzle Bracket, Carton Box (Dwg. No. 80800100) |  |  |  | 8080010000003 | 0300710000000 | 1.0000 | nos. |  | 1.1 Complete Assembly - HR
[8080010000004] 25mm X 30m Manual Swing Hose Reel, c/w MED With EN694 Hose, Jet Spray Nozzle, Inlet 25mm BSPT, BS EN671-1:2012, Mild Steel, Accessories : Nozzle Bracket, Carton Box, Hose in Counterclockwise Direction (Dwg. No. 80800100) |  |  |  | 8080010000004 | 0301270000000 | 2.0000 | nos. |  | 1.1 Complete Assembly - HR
[8080010000004] 25mm X 30m Manual Swing Hose Reel, c/w MED With EN694 Hose, Jet Spray Nozzle, Inlet 25mm BSPT, BS EN671-1:2012, Mild Steel, Accessories : Nozzle Bracket, Carton Box, Hose in Counterclockwise Direction (Dwg. No. 80800100) |  |  |  | 8080010000004 | 0304750800000 | 1.0000 | pcs |  | 1.1 Complete Assembly - HR
[8080010000004] 25mm X 30m Manual Swing Hose Reel, c/w MED With EN694 Hose, Jet Spray Nozzle, Inlet 25mm BSPT, BS EN671-1:2012, Mild Steel, Accessories : Nozzle Bracket, Carton Box, Hose in Counterclockwise Direction (Dwg. No. 80800100) |  |  |  | 8080010000004 | 0300330000000 | 1.0000 | nos. |  | 1.1 Complete Assembly - HR
[8080010000004] 25mm X 30m Manual Swing Hose Reel, c/w MED With EN694 Hose, Jet Spray Nozzle, Inlet 25mm BSPT, BS EN671-1:2012, Mild Steel, Accessories : Nozzle Bracket, Carton Box, Hose in Counterclockwise Direction (Dwg. No. 80800100) |  |  |  | 8080010000004 | 0301320100000 | 3.0000 | nos. |  | 1.1 Complete Assembly - HR
[8080010000004] 25mm X 30m Manual Swing Hose Reel, c/w MED With EN694 Hose, Jet Spray Nozzle, Inlet 25mm BSPT, BS EN671-1:2012, Mild Steel, Accessories : Nozzle Bracket, Carton Box, Hose in Counterclockwise Direction (Dwg. No. 80800100) |  |  |  | 8080010000004 | 0301300000000 | 1.0000 | nos. |  | 1.1 Complete Assembly - HR
[8080010000004] 25mm X 30m Manual Swing Hose Reel, c/w MED With EN694 Hose, Jet Spray Nozzle, Inlet 25mm BSPT, BS EN671-1:2012, Mild Steel, Accessories : Nozzle Bracket, Carton Box, Hose in Counterclockwise Direction (Dwg. No. 80800100) |  |  |  | 8080010000004 | 0300540000000 | 2.0000 | nos. |  | 1.1 Complete Assembly - HR
[8080010000004] 25mm X 30m Manual Swing Hose Reel, c/w MED With EN694 Hose, Jet Spray Nozzle, Inlet 25mm BSPT, BS EN671-1:2012, Mild Steel, Accessories : Nozzle Bracket, Carton Box, Hose in Counterclockwise Direction (Dwg. No. 80800100) |  |  |  | 8080010000004 | 0300800000000 | 1.0000 | nos. |  | 1.1 Complete Assembly - HR
[8080010000004] 25mm X 30m Manual Swing Hose Reel, c/w MED With EN694 Hose, Jet Spray Nozzle, Inlet 25mm BSPT, BS EN671-1:2012, Mild Steel, Accessories : Nozzle Bracket, Carton Box, Hose in Counterclockwise Direction (Dwg. No. 80800100) |  |  |  | 8080010000004 | 0301340000000 | 10.0000 | nos. |  | 1.1 Complete Assembly - HR
[8080010000004] 25mm X 30m Manual Swing Hose Reel, c/w MED With EN694 Hose, Jet Spray Nozzle, Inlet 25mm BSPT, BS EN671-1:2012, Mild Steel, Accessories : Nozzle Bracket, Carton Box, Hose in Counterclockwise Direction (Dwg. No. 80800100) |  |  |  | 8080010000004 | 0300710400000 | 1.0000 | nos. |  | 1.1 Complete Assembly - HR
[8080010000004] 25mm X 30m Manual Swing Hose Reel, c/w MED With EN694 Hose, Jet Spray Nozzle, Inlet 25mm BSPT, BS EN671-1:2012, Mild Steel, Accessories : Nozzle Bracket, Carton Box, Hose in Counterclockwise Direction (Dwg. No. 80800100) |  |  |  | 8080010000004 | 0300700000000 | 1.0000 | nos. |  | 1.1 Complete Assembly - HR
[8080010000004] 25mm X 30m Manual Swing Hose Reel, c/w MED With EN694 Hose, Jet Spray Nozzle, Inlet 25mm BSPT, BS EN671-1:2012, Mild Steel, Accessories : Nozzle Bracket, Carton Box, Hose in Counterclockwise Direction (Dwg. No. 80800100) |  |  |  | 8080010000004 | 0317260000000 | 1.0000 | nos. |  | 1.1 Complete Assembly - HR
[8080010000004] 25mm X 30m Manual Swing Hose Reel, c/w MED With EN694 Hose, Jet Spray Nozzle, Inlet 25mm BSPT, BS EN671-1:2012, Mild Steel, Accessories : Nozzle Bracket, Carton Box, Hose in Counterclockwise Direction (Dwg. No. 80800100) |  |  |  | 8080010000004 | 0303880300000 | 1.0000 | nos. |  | 1.1 Complete Assembly - HR
[8080010000004] 25mm X 30m Manual Swing Hose Reel, c/w MED With EN694 Hose, Jet Spray Nozzle, Inlet 25mm BSPT, BS EN671-1:2012, Mild Steel, Accessories : Nozzle Bracket, Carton Box, Hose in Counterclockwise Direction (Dwg. No. 80800100) |  |  |  | 8080010000004 | 0305170000000 | 1.0000 | nos. |  | 1.1 Complete Assembly - HR
[8080010000005] 25mm X 20m Manual Swing Hose Reel, c/w MED With EN694 Hose, Jet Spray Nozzle, Inlet 25mm BSPT, BS EN671-1:2012, Mild Steel, Drum With 525mm X 155mm, Accessories : Nozzle Bracket, Carton Box (Dwg. No. 80800100) |  |  |  | 8080010000005 | 0300800000000 | 1.0000 | nos. |  | 1.1 Complete Assembly - HR
[8080010000005] 25mm X 20m Manual Swing Hose Reel, c/w MED With EN694 Hose, Jet Spray Nozzle, Inlet 25mm BSPT, BS EN671-1:2012, Mild Steel, Drum With 525mm X 155mm, Accessories : Nozzle Bracket, Carton Box (Dwg. No. 80800100) |  |  |  | 8080010000005 | 0300540000000 | 2.0000 | nos. |  | 1.1 Complete Assembly - HR
[8080010000005] 25mm X 20m Manual Swing Hose Reel, c/w MED With EN694 Hose, Jet Spray Nozzle, Inlet 25mm BSPT, BS EN671-1:2012, Mild Steel, Drum With 525mm X 155mm, Accessories : Nozzle Bracket, Carton Box (Dwg. No. 80800100) |  |  |  | 8080010000005 | 0300710000000 | 1.0000 | nos. |  | 1.1 Complete Assembly - HR
[8080010000005] 25mm X 20m Manual Swing Hose Reel, c/w MED With EN694 Hose, Jet Spray Nozzle, Inlet 25mm BSPT, BS EN671-1:2012, Mild Steel, Drum With 525mm X 155mm, Accessories : Nozzle Bracket, Carton Box (Dwg. No. 80800100) |  |  |  | 8080010000005 | 0301320000000 | 2.0000 | nos. |  | 1.1 Complete Assembly - HR
[8080010000005] 25mm X 20m Manual Swing Hose Reel, c/w MED With EN694 Hose, Jet Spray Nozzle, Inlet 25mm BSPT, BS EN671-1:2012, Mild Steel, Drum With 525mm X 155mm, Accessories : Nozzle Bracket, Carton Box (Dwg. No. 80800100) |  |  |  | 8080010000005 | 0305170000000 | 1.0000 | nos. |  | 1.1 Complete Assembly - HR
[8080010000005] 25mm X 20m Manual Swing Hose Reel, c/w MED With EN694 Hose, Jet Spray Nozzle, Inlet 25mm BSPT, BS EN671-1:2012, Mild Steel, Drum With 525mm X 155mm, Accessories : Nozzle Bracket, Carton Box (Dwg. No. 80800100) |  |  |  | 8080010000005 | 0317260000000 | 1.0000 | nos. |  | 1.1 Complete Assembly - HR
[8080010000005] 25mm X 20m Manual Swing Hose Reel, c/w MED With EN694 Hose, Jet Spray Nozzle, Inlet 25mm BSPT, BS EN671-1:2012, Mild Steel, Drum With 525mm X 155mm, Accessories : Nozzle Bracket, Carton Box (Dwg. No. 80800100) |  |  |  | 8080010000005 | 0300330500000 | 1.0000 | nos. |  | 1.1 Complete Assembly - HR
[8080010000005] 25mm X 20m Manual Swing Hose Reel, c/w MED With EN694 Hose, Jet Spray Nozzle, Inlet 25mm BSPT, BS EN671-1:2012, Mild Steel, Drum With 525mm X 155mm, Accessories : Nozzle Bracket, Carton Box (Dwg. No. 80800100) |  |  |  | 8080010000005 | 0301300000000 | 1.0000 | nos. |  | 1.1 Complete Assembly - HR
[8080010000005] 25mm X 20m Manual Swing Hose Reel, c/w MED With EN694 Hose, Jet Spray Nozzle, Inlet 25mm BSPT, BS EN671-1:2012, Mild Steel, Drum With 525mm X 155mm, Accessories : Nozzle Bracket, Carton Box (Dwg. No. 80800100) |  |  |  | 8080010000005 | 0303880300000 | 1.0000 | nos. |  | 1.1 Complete Assembly - HR
[8080010000005] 25mm X 20m Manual Swing Hose Reel, c/w MED With EN694 Hose, Jet Spray Nozzle, Inlet 25mm BSPT, BS EN671-1:2012, Mild Steel, Drum With 525mm X 155mm, Accessories : Nozzle Bracket, Carton Box (Dwg. No. 80800100) |  |  |  | 8080010000005 | 0301270000000 | 2.0000 | nos. |  | 1.1 Complete Assembly - HR
[8080010000005] 25mm X 20m Manual Swing Hose Reel, c/w MED With EN694 Hose, Jet Spray Nozzle, Inlet 25mm BSPT, BS EN671-1:2012, Mild Steel, Drum With 525mm X 155mm, Accessories : Nozzle Bracket, Carton Box (Dwg. No. 80800100) |  |  |  | 8080010000005 | 0306470000000 | 1.0000 | nos. |  | 1.1 Complete Assembly - HR
[8080010000005] 25mm X 20m Manual Swing Hose Reel, c/w MED With EN694 Hose, Jet Spray Nozzle, Inlet 25mm BSPT, BS EN671-1:2012, Mild Steel, Drum With 525mm X 155mm, Accessories : Nozzle Bracket, Carton Box (Dwg. No. 80800100) |  |  |  | 8080010000005 | 0304750800000 | 1.0000 | pcs |  | 1.1 Complete Assembly - HR
[8080010000005] 25mm X 20m Manual Swing Hose Reel, c/w MED With EN694 Hose, Jet Spray Nozzle, Inlet 25mm BSPT, BS EN671-1:2012, Mild Steel, Drum With 525mm X 155mm, Accessories : Nozzle Bracket, Carton Box (Dwg. No. 80800100) |  |  |  | 8080010000005 | 0301340000000 | 10.0000 | nos. |  | 1.1 Complete Assembly - HR
[8080010000006] 25mm X 30m Manual Swing Hose Reel, c/w LPCB With EN694 Hose, Plastic Jet Spray Nozzle, 3 Nos Hose Clip, Inlet 25mm BSPT, BS EN671-1:2012, Mild Steel, Accessories : Carton Box (Dwg. No. 80800100) |  |  |  | 8080010000006 | 0301320000000 | 3.0000 | nos. |  | 1.1 Complete Assembly - HR
[8080010000006] 25mm X 30m Manual Swing Hose Reel, c/w LPCB With EN694 Hose, Plastic Jet Spray Nozzle, 3 Nos Hose Clip, Inlet 25mm BSPT, BS EN671-1:2012, Mild Steel, Accessories : Carton Box (Dwg. No. 80800100) |  |  |  | 8080010000006 | 0300330000000 | 1.0000 | nos. |  | 1.1 Complete Assembly - HR
[8080010000006] 25mm X 30m Manual Swing Hose Reel, c/w LPCB With EN694 Hose, Plastic Jet Spray Nozzle, 3 Nos Hose Clip, Inlet 25mm BSPT, BS EN671-1:2012, Mild Steel, Accessories : Carton Box (Dwg. No. 80800100) |  |  |  | 8080010000006 | 0300700000000 | 1.0000 | nos. |  | 1.1 Complete Assembly - HR
[8080010000006] 25mm X 30m Manual Swing Hose Reel, c/w LPCB With EN694 Hose, Plastic Jet Spray Nozzle, 3 Nos Hose Clip, Inlet 25mm BSPT, BS EN671-1:2012, Mild Steel, Accessories : Carton Box (Dwg. No. 80800100) |  |  |  | 8080010000006 | 0300800000000 | 1.0000 | nos. |  | 1.1 Complete Assembly - HR
[8080010000006] 25mm X 30m Manual Swing Hose Reel, c/w LPCB With EN694 Hose, Plastic Jet Spray Nozzle, 3 Nos Hose Clip, Inlet 25mm BSPT, BS EN671-1:2012, Mild Steel, Accessories : Carton Box (Dwg. No. 80800100) |  |  |  | 8080010000006 | 0300540000000 | 2.0000 | nos. |  | 1.1 Complete Assembly - HR
[8080010000006] 25mm X 30m Manual Swing Hose Reel, c/w LPCB With EN694 Hose, Plastic Jet Spray Nozzle, 3 Nos Hose Clip, Inlet 25mm BSPT, BS EN671-1:2012, Mild Steel, Accessories : Carton Box (Dwg. No. 80800100) |  |  |  | 8080010000006 | 0301340000000 | 10.0000 | nos. |  | 1.1 Complete Assembly - HR
[8080010000006] 25mm X 30m Manual Swing Hose Reel, c/w LPCB With EN694 Hose, Plastic Jet Spray Nozzle, 3 Nos Hose Clip, Inlet 25mm BSPT, BS EN671-1:2012, Mild Steel, Accessories : Carton Box (Dwg. No. 80800100) |  |  |  | 8080010000006 | 0300850200000 | 1.0000 | nos. |  | 1.1 Complete Assembly - HR
[8080010000006] 25mm X 30m Manual Swing Hose Reel, c/w LPCB With EN694 Hose, Plastic Jet Spray Nozzle, 3 Nos Hose Clip, Inlet 25mm BSPT, BS EN671-1:2012, Mild Steel, Accessories : Carton Box (Dwg. No. 80800100) |  |  |  | 8080010000006 | 0305170000000 | 1.0000 | nos. |  | 1.1 Complete Assembly - HR
[8080010000006] 25mm X 30m Manual Swing Hose Reel, c/w LPCB With EN694 Hose, Plastic Jet Spray Nozzle, 3 Nos Hose Clip, Inlet 25mm BSPT, BS EN671-1:2012, Mild Steel, Accessories : Carton Box (Dwg. No. 80800100) |  |  |  | 8080010000006 | 0301270000000 | 2.0000 | nos. |  | 1.1 Complete Assembly - HR
[8080010000006] 25mm X 30m Manual Swing Hose Reel, c/w LPCB With EN694 Hose, Plastic Jet Spray Nozzle, 3 Nos Hose Clip, Inlet 25mm BSPT, BS EN671-1:2012, Mild Steel, Accessories : Carton Box (Dwg. No. 80800100) |  |  |  | 8080010000006 | 0304750000000 | 1.0000 | pcs |  | 1.1 Complete Assembly - HR
[8080010000006] 25mm X 30m Manual Swing Hose Reel, c/w LPCB With EN694 Hose, Plastic Jet Spray Nozzle, 3 Nos Hose Clip, Inlet 25mm BSPT, BS EN671-1:2012, Mild Steel, Accessories : Carton Box (Dwg. No. 80800100) |  |  |  | 8080010000006 | 0300710000000 | 1.0000 | nos. |  | 1.1 Complete Assembly - HR
[8080010000007] 25mm x 30m Manual Swing Hose Reel, c/w SETSCO With EN694 Hose, Jet Nozzle, Inlet: 25mm BSPT, BS EN671-1:2012, Mild Steel, Accessories : Nozzle Bracket (Dwg. No. 80800100) |  |  |  | 8080010000007 | 0300700000000 | 1.0000 | nos. |  | 1.1 Complete Assembly - HR
[8080010000007] 25mm x 30m Manual Swing Hose Reel, c/w SETSCO With EN694 Hose, Jet Nozzle, Inlet: 25mm BSPT, BS EN671-1:2012, Mild Steel, Accessories : Nozzle Bracket (Dwg. No. 80800100) |  |  |  | 8080010000007 | 0301340000000 | 10.0000 | nos. |  | 1.1 Complete Assembly - HR
[8080010000007] 25mm x 30m Manual Swing Hose Reel, c/w SETSCO With EN694 Hose, Jet Nozzle, Inlet: 25mm BSPT, BS EN671-1:2012, Mild Steel, Accessories : Nozzle Bracket (Dwg. No. 80800100) |  |  |  | 8080010000007 | 0300710000000 | 1.0000 | nos. |  | 1.1 Complete Assembly - HR
[8080010000007] 25mm x 30m Manual Swing Hose Reel, c/w SETSCO With EN694 Hose, Jet Nozzle, Inlet: 25mm BSPT, BS EN671-1:2012, Mild Steel, Accessories : Nozzle Bracket (Dwg. No. 80800100) |  |  |  | 8080010000007 | 0300330000000 | 1.0000 | nos. |  | 1.1 Complete Assembly - HR
[8080010000007] 25mm x 30m Manual Swing Hose Reel, c/w SETSCO With EN694 Hose, Jet Nozzle, Inlet: 25mm BSPT, BS EN671-1:2012, Mild Steel, Accessories : Nozzle Bracket (Dwg. No. 80800100) |  |  |  | 8080010000007 | 0303880300000 | 1.0000 | nos. |  | 1.1 Complete Assembly - HR
[8080010000007] 25mm x 30m Manual Swing Hose Reel, c/w SETSCO With EN694 Hose, Jet Nozzle, Inlet: 25mm BSPT, BS EN671-1:2012, Mild Steel, Accessories : Nozzle Bracket (Dwg. No. 80800100) |  |  |  | 8080010000007 | 0307170000000 | 1.0000 | nos. |  | 1.1 Complete Assembly - HR
[8080010000007] 25mm x 30m Manual Swing Hose Reel, c/w SETSCO With EN694 Hose, Jet Nozzle, Inlet: 25mm BSPT, BS EN671-1:2012, Mild Steel, Accessories : Nozzle Bracket (Dwg. No. 80800100) |  |  |  | 8080010000007 | 0301270000000 | 2.0000 | nos. |  | 1.1 Complete Assembly - HR
[8080010000007] 25mm x 30m Manual Swing Hose Reel, c/w SETSCO With EN694 Hose, Jet Nozzle, Inlet: 25mm BSPT, BS EN671-1:2012, Mild Steel, Accessories : Nozzle Bracket (Dwg. No. 80800100) |  |  |  | 8080010000007 | 0304750000000 | 1.0000 | pcs |  | 1.1 Complete Assembly - HR
[8080010000007] 25mm x 30m Manual Swing Hose Reel, c/w SETSCO With EN694 Hose, Jet Nozzle, Inlet: 25mm BSPT, BS EN671-1:2012, Mild Steel, Accessories : Nozzle Bracket (Dwg. No. 80800100) |  |  |  | 8080010000007 | 0300540000000 | 2.0000 | nos. |  | 1.1 Complete Assembly - HR
[8080010000007] 25mm x 30m Manual Swing Hose Reel, c/w SETSCO With EN694 Hose, Jet Nozzle, Inlet: 25mm BSPT, BS EN671-1:2012, Mild Steel, Accessories : Nozzle Bracket (Dwg. No. 80800100) |  |  |  | 8080010000007 | 0300840000000 | 1.0000 | nos. |  | 1.1 Complete Assembly - HR
[8080010000007] 25mm x 30m Manual Swing Hose Reel, c/w SETSCO With EN694 Hose, Jet Nozzle, Inlet: 25mm BSPT, BS EN671-1:2012, Mild Steel, Accessories : Nozzle Bracket (Dwg. No. 80800100) |  |  |  | 8080010000007 | 0301320000000 | 2.0000 | nos. |  | 1.1 Complete Assembly - HR
[8080010000007] 25mm x 30m Manual Swing Hose Reel, c/w SETSCO With EN694 Hose, Jet Nozzle, Inlet: 25mm BSPT, BS EN671-1:2012, Mild Steel, Accessories : Nozzle Bracket (Dwg. No. 80800100) |  |  |  | 8080010000007 | 0301300000000 | 1.0000 | nos. |  | 1.1 Complete Assembly - HR
[8080010000007] 25mm x 30m Manual Swing Hose Reel, c/w SETSCO With EN694 Hose, Jet Nozzle, Inlet: 25mm BSPT, BS EN671-1:2012, Mild Steel, Accessories : Nozzle Bracket (Dwg. No. 80800100) |  |  |  | 8080010000007 | 0300800000000 | 1.0000 | nos. |  | 1.1 Complete Assembly - HR
[8080010000008] 25mm x 30m Manual Swing Hose Reel, c/w SETSCO With EN694 Hose, Jet/Spray Nozzle, Inlet: 25mm BSPT, BS EN671-1:2012, Mild Steel, Accessories : Nozzle Bracket (Dwg. No. 80800100) |  |  |  | 8080010000008 | 0301320000000 | 2.0000 | nos. |  | 1.1 Complete Assembly - HR
[8080010000008] 25mm x 30m Manual Swing Hose Reel, c/w SETSCO With EN694 Hose, Jet/Spray Nozzle, Inlet: 25mm BSPT, BS EN671-1:2012, Mild Steel, Accessories : Nozzle Bracket (Dwg. No. 80800100) |  |  |  | 8080010000008 | 0304750000000 | 1.0000 | pcs |  | 1.1 Complete Assembly - HR
[8080010000008] 25mm x 30m Manual Swing Hose Reel, c/w SETSCO With EN694 Hose, Jet/Spray Nozzle, Inlet: 25mm BSPT, BS EN671-1:2012, Mild Steel, Accessories : Nozzle Bracket (Dwg. No. 80800100) |  |  |  | 8080010000008 | 0307170000000 | 1.0000 | nos. |  | 1.1 Complete Assembly - HR
[8080010000008] 25mm x 30m Manual Swing Hose Reel, c/w SETSCO With EN694 Hose, Jet/Spray Nozzle, Inlet: 25mm BSPT, BS EN671-1:2012, Mild Steel, Accessories : Nozzle Bracket (Dwg. No. 80800100) |  |  |  | 8080010000008 | 0300540000000 | 2.0000 | nos. |  | 1.1 Complete Assembly - HR
[8080010000008] 25mm x 30m Manual Swing Hose Reel, c/w SETSCO With EN694 Hose, Jet/Spray Nozzle, Inlet: 25mm BSPT, BS EN671-1:2012, Mild Steel, Accessories : Nozzle Bracket (Dwg. No. 80800100) |  |  |  | 8080010000008 | 0301270000000 | 2.0000 | nos. |  | 1.1 Complete Assembly - HR
[8080010000008] 25mm x 30m Manual Swing Hose Reel, c/w SETSCO With EN694 Hose, Jet/Spray Nozzle, Inlet: 25mm BSPT, BS EN671-1:2012, Mild Steel, Accessories : Nozzle Bracket (Dwg. No. 80800100) |  |  |  | 8080010000008 | 0303880300000 | 1.0000 | nos. |  | 1.1 Complete Assembly - HR
[8080010000008] 25mm x 30m Manual Swing Hose Reel, c/w SETSCO With EN694 Hose, Jet/Spray Nozzle, Inlet: 25mm BSPT, BS EN671-1:2012, Mild Steel, Accessories : Nozzle Bracket (Dwg. No. 80800100) |  |  |  | 8080010000008 | 0300710000000 | 1.0000 | nos. |  | 1.1 Complete Assembly - HR
[8080010000008] 25mm x 30m Manual Swing Hose Reel, c/w SETSCO With EN694 Hose, Jet/Spray Nozzle, Inlet: 25mm BSPT, BS EN671-1:2012, Mild Steel, Accessories : Nozzle Bracket (Dwg. No. 80800100) |  |  |  | 8080010000008 | 0317260000000 | 1.0000 | nos. |  | 1.1 Complete Assembly - HR
[8080010000008] 25mm x 30m Manual Swing Hose Reel, c/w SETSCO With EN694 Hose, Jet/Spray Nozzle, Inlet: 25mm BSPT, BS EN671-1:2012, Mild Steel, Accessories : Nozzle Bracket (Dwg. No. 80800100) |  |  |  | 8080010000008 | 0301340000000 | 10.0000 | nos. |  | 1.1 Complete Assembly - HR
[8080010000008] 25mm x 30m Manual Swing Hose Reel, c/w SETSCO With EN694 Hose, Jet/Spray Nozzle, Inlet: 25mm BSPT, BS EN671-1:2012, Mild Steel, Accessories : Nozzle Bracket (Dwg. No. 80800100) |  |  |  | 8080010000008 | 0300330000000 | 1.0000 | nos. |  | 1.1 Complete Assembly - HR
[8080010000008] 25mm x 30m Manual Swing Hose Reel, c/w SETSCO With EN694 Hose, Jet/Spray Nozzle, Inlet: 25mm BSPT, BS EN671-1:2012, Mild Steel, Accessories : Nozzle Bracket (Dwg. No. 80800100) |  |  |  | 8080010000008 | 0300700000000 | 1.0000 | nos. |  | 1.1 Complete Assembly - HR
[8080010000008] 25mm x 30m Manual Swing Hose Reel, c/w SETSCO With EN694 Hose, Jet/Spray Nozzle, Inlet: 25mm BSPT, BS EN671-1:2012, Mild Steel, Accessories : Nozzle Bracket (Dwg. No. 80800100) |  |  |  | 8080010000008 | 0300800000000 | 1.0000 | nos. |  | 1.1 Complete Assembly - HR
[8080010000008] 25mm x 30m Manual Swing Hose Reel, c/w SETSCO With EN694 Hose, Jet/Spray Nozzle, Inlet: 25mm BSPT, BS EN671-1:2012, Mild Steel, Accessories : Nozzle Bracket (Dwg. No. 80800100) |  |  |  | 8080010000008 | 0301300000000 | 1.0000 | nos. |  | 1.1 Complete Assembly - HR
[8080010021001] 25mm X 20m Manual Swing Hose Reel, c/w MED With EN694 Hose, Jet Spray Nozzle, Inlet 25mm BSPT, BS EN671-1:2012, Mild Steel, Accessories : Nozzle Bracket, Mounting Bracket, Carton Box |  |  |  | 8080010021001 | 0300800000000 | 1.0000 | nos. |  | 1.1 Complete Assembly - HR
[8080010021001] 25mm X 20m Manual Swing Hose Reel, c/w MED With EN694 Hose, Jet Spray Nozzle, Inlet 25mm BSPT, BS EN671-1:2012, Mild Steel, Accessories : Nozzle Bracket, Mounting Bracket, Carton Box |  |  |  | 8080010021001 | 0301300000000 | 1.0000 | nos. |  | 1.1 Complete Assembly - HR
[8080010021001] 25mm X 20m Manual Swing Hose Reel, c/w MED With EN694 Hose, Jet Spray Nozzle, Inlet 25mm BSPT, BS EN671-1:2012, Mild Steel, Accessories : Nozzle Bracket, Mounting Bracket, Carton Box |  |  |  | 8080010021001 | 0304750800000 | 1.0000 | pcs |  | 1.1 Complete Assembly - HR
[8080010021001] 25mm X 20m Manual Swing Hose Reel, c/w MED With EN694 Hose, Jet Spray Nozzle, Inlet 25mm BSPT, BS EN671-1:2012, Mild Steel, Accessories : Nozzle Bracket, Mounting Bracket, Carton Box |  |  |  | 8080010021001 | 0301340000000 | 10.0000 | nos. |  | 1.1 Complete Assembly - HR
[8080010021001] 25mm X 20m Manual Swing Hose Reel, c/w MED With EN694 Hose, Jet Spray Nozzle, Inlet 25mm BSPT, BS EN671-1:2012, Mild Steel, Accessories : Nozzle Bracket, Mounting Bracket, Carton Box |  |  |  | 8080010021001 | 0300540000000 | 2.0000 | nos. |  | 1.1 Complete Assembly - HR
[8080010021001] 25mm X 20m Manual Swing Hose Reel, c/w MED With EN694 Hose, Jet Spray Nozzle, Inlet 25mm BSPT, BS EN671-1:2012, Mild Steel, Accessories : Nozzle Bracket, Mounting Bracket, Carton Box |  |  |  | 8080010021001 | 0317260000000 | 1.0000 | nos. |  | 1.1 Complete Assembly - HR
[8080010021001] 25mm X 20m Manual Swing Hose Reel, c/w MED With EN694 Hose, Jet Spray Nozzle, Inlet 25mm BSPT, BS EN671-1:2012, Mild Steel, Accessories : Nozzle Bracket, Mounting Bracket, Carton Box |  |  |  | 8080010021001 | 0300710000000 | 1.0000 | nos. |  | 1.1 Complete Assembly - HR
[8080010021001] 25mm X 20m Manual Swing Hose Reel, c/w MED With EN694 Hose, Jet Spray Nozzle, Inlet 25mm BSPT, BS EN671-1:2012, Mild Steel, Accessories : Nozzle Bracket, Mounting Bracket, Carton Box |  |  |  | 8080010021001 | 0300330500000 | 1.0000 | nos. |  | 1.1 Complete Assembly - HR
[8080010021001] 25mm X 20m Manual Swing Hose Reel, c/w MED With EN694 Hose, Jet Spray Nozzle, Inlet 25mm BSPT, BS EN671-1:2012, Mild Steel, Accessories : Nozzle Bracket, Mounting Bracket, Carton Box |  |  |  | 8080010021001 | 0300700000000 | 1.0000 | nos. |  | 1.1 Complete Assembly - HR
[8080010021001] 25mm X 20m Manual Swing Hose Reel, c/w MED With EN694 Hose, Jet Spray Nozzle, Inlet 25mm BSPT, BS EN671-1:2012, Mild Steel, Accessories : Nozzle Bracket, Mounting Bracket, Carton Box |  |  |  | 8080010021001 | 0301320000000 | 2.0000 | nos. |  | 1.1 Complete Assembly - HR
[8080010021001] 25mm X 20m Manual Swing Hose Reel, c/w MED With EN694 Hose, Jet Spray Nozzle, Inlet 25mm BSPT, BS EN671-1:2012, Mild Steel, Accessories : Nozzle Bracket, Mounting Bracket, Carton Box |  |  |  | 8080010021001 | 0301270000000 | 2.0000 | nos. |  | 1.1 Complete Assembly - HR
[8080010021001] 25mm X 20m Manual Swing Hose Reel, c/w MED With EN694 Hose, Jet Spray Nozzle, Inlet 25mm BSPT, BS EN671-1:2012, Mild Steel, Accessories : Nozzle Bracket, Mounting Bracket, Carton Box |  |  |  | 8080010021001 | 0305170000000 | 1.0000 | nos. |  | 1.1 Complete Assembly - HR
[8080010021001] 25mm X 20m Manual Swing Hose Reel, c/w MED With EN694 Hose, Jet Spray Nozzle, Inlet 25mm BSPT, BS EN671-1:2012, Mild Steel, Accessories : Nozzle Bracket, Mounting Bracket, Carton Box |  |  |  | 8080010021001 | 0301040000000 | 1.0000 | nos. |  | 1.1 Complete Assembly - HR
[8080010021001] 25mm X 20m Manual Swing Hose Reel, c/w MED With EN694 Hose, Jet Spray Nozzle, Inlet 25mm BSPT, BS EN671-1:2012, Mild Steel, Accessories : Nozzle Bracket, Mounting Bracket, Carton Box |  |  |  | 8080010021001 | 0303880300000 | 1.0000 | nos. |  | 1.1 Complete Assembly - HR
[8080010022001] 25mm X 30m, Manual Swing Standard Hose Reel, Red Colour, c/w LPCB, EN694 Hose, 25mm Brass Jet/Spray Nozzle, Inlet: 25MM BSPT, BS EN671-1 : 2012, Mild Steel, c/w Accessories: Gate Valve |  |  |  | 8080010022001 | 0317260000000 | 1.0000 | nos. |  | 1.1 Complete Assembly - HR
[8080010022001] 25mm X 30m, Manual Swing Standard Hose Reel, Red Colour, c/w LPCB, EN694 Hose, 25mm Brass Jet/Spray Nozzle, Inlet: 25MM BSPT, BS EN671-1 : 2012, Mild Steel, c/w Accessories: Gate Valve |  |  |  | 8080010022001 | 0305170000000 | 1.0000 | nos. |  | 1.1 Complete Assembly - HR
[8080010022001] 25mm X 30m, Manual Swing Standard Hose Reel, Red Colour, c/w LPCB, EN694 Hose, 25mm Brass Jet/Spray Nozzle, Inlet: 25MM BSPT, BS EN671-1 : 2012, Mild Steel, c/w Accessories: Gate Valve |  |  |  | 8080010022001 | 0300710000000 | 1.0000 | nos. |  | 1.1 Complete Assembly - HR
[8080010022001] 25mm X 30m, Manual Swing Standard Hose Reel, Red Colour, c/w LPCB, EN694 Hose, 25mm Brass Jet/Spray Nozzle, Inlet: 25MM BSPT, BS EN671-1 : 2012, Mild Steel, c/w Accessories: Gate Valve |  |  |  | 8080010022001 | 0301300000000 | 1.0000 | nos. |  | 1.1 Complete Assembly - HR
[8080010022001] 25mm X 30m, Manual Swing Standard Hose Reel, Red Colour, c/w LPCB, EN694 Hose, 25mm Brass Jet/Spray Nozzle, Inlet: 25MM BSPT, BS EN671-1 : 2012, Mild Steel, c/w Accessories: Gate Valve |  |  |  | 8080010022001 | 0301340000000 | 10.0000 | nos. |  | 1.1 Complete Assembly - HR
[8080010022001] 25mm X 30m, Manual Swing Standard Hose Reel, Red Colour, c/w LPCB, EN694 Hose, 25mm Brass Jet/Spray Nozzle, Inlet: 25MM BSPT, BS EN671-1 : 2012, Mild Steel, c/w Accessories: Gate Valve |  |  |  | 8080010022001 | 0301270000000 | 2.0000 | nos. |  | 1.1 Complete Assembly - HR
[8080010022001] 25mm X 30m, Manual Swing Standard Hose Reel, Red Colour, c/w LPCB, EN694 Hose, 25mm Brass Jet/Spray Nozzle, Inlet: 25MM BSPT, BS EN671-1 : 2012, Mild Steel, c/w Accessories: Gate Valve |  |  |  | 8080010022001 | 0304750000000 | 1.0000 | pcs |  | 1.1 Complete Assembly - HR
[8080010022001] 25mm X 30m, Manual Swing Standard Hose Reel, Red Colour, c/w LPCB, EN694 Hose, 25mm Brass Jet/Spray Nozzle, Inlet: 25MM BSPT, BS EN671-1 : 2012, Mild Steel, c/w Accessories: Gate Valve |  |  |  | 8080010022001 | 0300700000000 | 1.0000 | nos. |  | 1.1 Complete Assembly - HR
[8080010022001] 25mm X 30m, Manual Swing Standard Hose Reel, Red Colour, c/w LPCB, EN694 Hose, 25mm Brass Jet/Spray Nozzle, Inlet: 25MM BSPT, BS EN671-1 : 2012, Mild Steel, c/w Accessories: Gate Valve |  |  |  | 8080010022001 | 0301320000000 | 2.0000 | nos. |  | 1.1 Complete Assembly - HR
[8080010022001] 25mm X 30m, Manual Swing Standard Hose Reel, Red Colour, c/w LPCB, EN694 Hose, 25mm Brass Jet/Spray Nozzle, Inlet: 25MM BSPT, BS EN671-1 : 2012, Mild Steel, c/w Accessories: Gate Valve |  |  |  | 8080010022001 | 0315390000000 | 1.0000 | nos. |  | 1.1 Complete Assembly - HR
[8080010022001] 25mm X 30m, Manual Swing Standard Hose Reel, Red Colour, c/w LPCB, EN694 Hose, 25mm Brass Jet/Spray Nozzle, Inlet: 25MM BSPT, BS EN671-1 : 2012, Mild Steel, c/w Accessories: Gate Valve |  |  |  | 8080010022001 | 0303880300000 | 1.0000 | nos. |  | 1.1 Complete Assembly - HR
[8080010022001] 25mm X 30m, Manual Swing Standard Hose Reel, Red Colour, c/w LPCB, EN694 Hose, 25mm Brass Jet/Spray Nozzle, Inlet: 25MM BSPT, BS EN671-1 : 2012, Mild Steel, c/w Accessories: Gate Valve |  |  |  | 8080010022001 | 0300540000000 | 2.0000 | nos. |  | 1.1 Complete Assembly - HR
[8080010022001] 25mm X 30m, Manual Swing Standard Hose Reel, Red Colour, c/w LPCB, EN694 Hose, 25mm Brass Jet/Spray Nozzle, Inlet: 25MM BSPT, BS EN671-1 : 2012, Mild Steel, c/w Accessories: Gate Valve |  |  |  | 8080010022001 | 0300330000000 | 1.0000 | nos. |  | 1.1 Complete Assembly - HR
[8080010022001] 25mm X 30m, Manual Swing Standard Hose Reel, Red Colour, c/w LPCB, EN694 Hose, 25mm Brass Jet/Spray Nozzle, Inlet: 25MM BSPT, BS EN671-1 : 2012, Mild Steel, c/w Accessories: Gate Valve |  |  |  | 8080010022001 | 0300800000000 | 1.0000 | nos. |  | 1.1 Complete Assembly - HR
[8080010025001] 25mm X 25m Manual Swing Hose Reel, c/w MED With EN694 Hose, Jet Spray Nozzle, Inlet 25mm BSPT, BS EN671-1:2012, Mild Steel, Accessories : 1" Gate Valve, Carton Box (Dwg. No. 80800100) |  |  |  | 8080010025001 | 0315390000000 | 1.0000 | nos.
[8080010025001] 25mm X 25m Manual Swing Hose Reel, c/w MED With EN694 Hose, Jet Spray Nozzle, Inlet 25mm BSPT, BS EN671-1:2012, Mild Steel, Accessories : 1" Gate Valve, Carton Box (Dwg. No. 80800100) |  |  |  | 8080010025001 | 0300330000000 | 1.0000 | nos.
[8080010025001] 25mm X 25m Manual Swing Hose Reel, c/w MED With EN694 Hose, Jet Spray Nozzle, Inlet 25mm BSPT, BS EN671-1:2012, Mild Steel, Accessories : 1" Gate Valve, Carton Box (Dwg. No. 80800100) |  |  |  | 8080010025001 | 0300540000000 | 2.0000 | nos.
[8080010025001] 25mm X 25m Manual Swing Hose Reel, c/w MED With EN694 Hose, Jet Spray Nozzle, Inlet 25mm BSPT, BS EN671-1:2012, Mild Steel, Accessories : 1" Gate Valve, Carton Box (Dwg. No. 80800100) |  |  |  | 8080010025001 | 0303880300000 | 1.0000 | nos.
[8080010025001] 25mm X 25m Manual Swing Hose Reel, c/w MED With EN694 Hose, Jet Spray Nozzle, Inlet 25mm BSPT, BS EN671-1:2012, Mild Steel, Accessories : 1" Gate Valve, Carton Box (Dwg. No. 80800100) |  |  |  | 8080010025001 | 0300710000000 | 1.0000 | nos.
[8080010025001] 25mm X 25m Manual Swing Hose Reel, c/w MED With EN694 Hose, Jet Spray Nozzle, Inlet 25mm BSPT, BS EN671-1:2012, Mild Steel, Accessories : 1" Gate Valve, Carton Box (Dwg. No. 80800100) |  |  |  | 8080010025001 | 0301270000000 | 2.0000 | nos.
[8080010025001] 25mm X 25m Manual Swing Hose Reel, c/w MED With EN694 Hose, Jet Spray Nozzle, Inlet 25mm BSPT, BS EN671-1:2012, Mild Steel, Accessories : 1" Gate Valve, Carton Box (Dwg. No. 80800100) |  |  |  | 8080010025001 | 0300800000000 | 1.0000 | nos.
[8080010025001] 25mm X 25m Manual Swing Hose Reel, c/w MED With EN694 Hose, Jet Spray Nozzle, Inlet 25mm BSPT, BS EN671-1:2012, Mild Steel, Accessories : 1" Gate Valve, Carton Box (Dwg. No. 80800100) |  |  |  | 8080010025001 | 0317260000000 | 1.0000 | nos.
[8080010025001] 25mm X 25m Manual Swing Hose Reel, c/w MED With EN694 Hose, Jet Spray Nozzle, Inlet 25mm BSPT, BS EN671-1:2012, Mild Steel, Accessories : 1" Gate Valve, Carton Box (Dwg. No. 80800100) |  |  |  | 8080010025001 | 0304750800000 | 1.0000 | pcs
[8080010025001] 25mm X 25m Manual Swing Hose Reel, c/w MED With EN694 Hose, Jet Spray Nozzle, Inlet 25mm BSPT, BS EN671-1:2012, Mild Steel, Accessories : 1" Gate Valve, Carton Box (Dwg. No. 80800100) |  |  |  | 8080010025001 | 0301320100000 | 3.0000 | nos.
[8080010025001] 25mm X 25m Manual Swing Hose Reel, c/w MED With EN694 Hose, Jet Spray Nozzle, Inlet 25mm BSPT, BS EN671-1:2012, Mild Steel, Accessories : 1" Gate Valve, Carton Box (Dwg. No. 80800100) |  |  |  | 8080010025001 | 0300700000000 | 1.0000 | nos.
[8080010025001] 25mm X 25m Manual Swing Hose Reel, c/w MED With EN694 Hose, Jet Spray Nozzle, Inlet 25mm BSPT, BS EN671-1:2012, Mild Steel, Accessories : 1" Gate Valve, Carton Box (Dwg. No. 80800100) |  |  |  | 8080010025001 | 0301340000000 | 10.0000 | nos.
[8080010025001] 25mm X 25m Manual Swing Hose Reel, c/w MED With EN694 Hose, Jet Spray Nozzle, Inlet 25mm BSPT, BS EN671-1:2012, Mild Steel, Accessories : 1" Gate Valve, Carton Box (Dwg. No. 80800100) |  |  |  | 8080010025001 | 0305170000000 | 1.0000 | nos.
[8080010025002] 25mm X 30m Manual Swing Hose Reel, c/w MED With EN694 Hose, Jet Spray Nozzle, Inlet 25mm BSPT, BS EN671-1:2012, Mild Steel, Accessories : 1" Gate Valve, Carton Box (Dwg. No. 80800100) |  |  |  | 8080010025002 | 0300800000000 | 1.0000 | nos.
[8080010025002] 25mm X 30m Manual Swing Hose Reel, c/w MED With EN694 Hose, Jet Spray Nozzle, Inlet 25mm BSPT, BS EN671-1:2012, Mild Steel, Accessories : 1" Gate Valve, Carton Box (Dwg. No. 80800100) |  |  |  | 8080010025002 | 0300710000000 | 1.0000 | nos.
[8080010025002] 25mm X 30m Manual Swing Hose Reel, c/w MED With EN694 Hose, Jet Spray Nozzle, Inlet 25mm BSPT, BS EN671-1:2012, Mild Steel, Accessories : 1" Gate Valve, Carton Box (Dwg. No. 80800100) |  |  |  | 8080010025002 | 0315390000000 | 1.0000 | nos.
[8080010025002] 25mm X 30m Manual Swing Hose Reel, c/w MED With EN694 Hose, Jet Spray Nozzle, Inlet 25mm BSPT, BS EN671-1:2012, Mild Steel, Accessories : 1" Gate Valve, Carton Box (Dwg. No. 80800100) |  |  |  | 8080010025002 | 0304750800000 | 1.0000 | pcs
[8080010025002] 25mm X 30m Manual Swing Hose Reel, c/w MED With EN694 Hose, Jet Spray Nozzle, Inlet 25mm BSPT, BS EN671-1:2012, Mild Steel, Accessories : 1" Gate Valve, Carton Box (Dwg. No. 80800100) |  |  |  | 8080010025002 | 0305170000000 | 1.0000 | nos.
[8080010025002] 25mm X 30m Manual Swing Hose Reel, c/w MED With EN694 Hose, Jet Spray Nozzle, Inlet 25mm BSPT, BS EN671-1:2012, Mild Steel, Accessories : 1" Gate Valve, Carton Box (Dwg. No. 80800100) |  |  |  | 8080010025002 | 0300700000000 | 1.0000 | nos.
[8080010025002] 25mm X 30m Manual Swing Hose Reel, c/w MED With EN694 Hose, Jet Spray Nozzle, Inlet 25mm BSPT, BS EN671-1:2012, Mild Steel, Accessories : 1" Gate Valve, Carton Box (Dwg. No. 80800100) |  |  |  | 8080010025002 | 0303880300000 | 1.0000 | nos.
[8080010025002] 25mm X 30m Manual Swing Hose Reel, c/w MED With EN694 Hose, Jet Spray Nozzle, Inlet 25mm BSPT, BS EN671-1:2012, Mild Steel, Accessories : 1" Gate Valve, Carton Box (Dwg. No. 80800100) |  |  |  | 8080010025002 | 0300540000000 | 2.0000 | nos.
[8080010025002] 25mm X 30m Manual Swing Hose Reel, c/w MED With EN694 Hose, Jet Spray Nozzle, Inlet 25mm BSPT, BS EN671-1:2012, Mild Steel, Accessories : 1" Gate Valve, Carton Box (Dwg. No. 80800100) |  |  |  | 8080010025002 | 0317260000000 | 1.0000 | nos.
[8080010025002] 25mm X 30m Manual Swing Hose Reel, c/w MED With EN694 Hose, Jet Spray Nozzle, Inlet 25mm BSPT, BS EN671-1:2012, Mild Steel, Accessories : 1" Gate Valve, Carton Box (Dwg. No. 80800100) |  |  |  | 8080010025002 | 0300330000000 | 1.0000 | nos.
[8080010025002] 25mm X 30m Manual Swing Hose Reel, c/w MED With EN694 Hose, Jet Spray Nozzle, Inlet 25mm BSPT, BS EN671-1:2012, Mild Steel, Accessories : 1" Gate Valve, Carton Box (Dwg. No. 80800100) |  |  |  | 8080010025002 | 0301320100000 | 2.0000 | nos.
[8080010025002] 25mm X 30m Manual Swing Hose Reel, c/w MED With EN694 Hose, Jet Spray Nozzle, Inlet 25mm BSPT, BS EN671-1:2012, Mild Steel, Accessories : 1" Gate Valve, Carton Box (Dwg. No. 80800100) |  |  |  | 8080010025002 | 0301270000000 | 2.0000 | nos.
[8080010025002] 25mm X 30m Manual Swing Hose Reel, c/w MED With EN694 Hose, Jet Spray Nozzle, Inlet 25mm BSPT, BS EN671-1:2012, Mild Steel, Accessories : 1" Gate Valve, Carton Box (Dwg. No. 80800100) |  |  |  | 8080010025002 | 0301340000000 | 10.0000 | nos.
[8080010025003] 25mm X 30m Manual Swing Hose Reel, c/w MED With EN694 Hose, Jet Spray Nozzle, Inlet 25mm BSPT, BS EN671-1:2012, Mild Steel, Accessories : Nozzle Bracket, Mounting Bracket, Carton Box |  |  |  | 8080010025003 | 0304750800000 | 1.0000 | pcs
[8080010025003] 25mm X 30m Manual Swing Hose Reel, c/w MED With EN694 Hose, Jet Spray Nozzle, Inlet 25mm BSPT, BS EN671-1:2012, Mild Steel, Accessories : Nozzle Bracket, Mounting Bracket, Carton Box |  |  |  | 8080010025003 | 0301340000000 | 10.0000 | nos.
[8080010025003] 25mm X 30m Manual Swing Hose Reel, c/w MED With EN694 Hose, Jet Spray Nozzle, Inlet 25mm BSPT, BS EN671-1:2012, Mild Steel, Accessories : Nozzle Bracket, Mounting Bracket, Carton Box |  |  |  | 8080010025003 | 0303880300000 | 1.0000 | nos.
[8080010025003] 25mm X 30m Manual Swing Hose Reel, c/w MED With EN694 Hose, Jet Spray Nozzle, Inlet 25mm BSPT, BS EN671-1:2012, Mild Steel, Accessories : Nozzle Bracket, Mounting Bracket, Carton Box |  |  |  | 8080010025003 | 0300800000000 | 1.0000 | nos.
[8080010025003] 25mm X 30m Manual Swing Hose Reel, c/w MED With EN694 Hose, Jet Spray Nozzle, Inlet 25mm BSPT, BS EN671-1:2012, Mild Steel, Accessories : Nozzle Bracket, Mounting Bracket, Carton Box |  |  |  | 8080010025003 | 0301040000000 | 1.0000 | nos.
[8080010025003] 25mm X 30m Manual Swing Hose Reel, c/w MED With EN694 Hose, Jet Spray Nozzle, Inlet 25mm BSPT, BS EN671-1:2012, Mild Steel, Accessories : Nozzle Bracket, Mounting Bracket, Carton Box |  |  |  | 8080010025003 | 0300710000000 | 1.0000 | nos.
[8080010025003] 25mm X 30m Manual Swing Hose Reel, c/w MED With EN694 Hose, Jet Spray Nozzle, Inlet 25mm BSPT, BS EN671-1:2012, Mild Steel, Accessories : Nozzle Bracket, Mounting Bracket, Carton Box |  |  |  | 8080010025003 | 0301270000000 | 2.0000 | nos.
[8080010025003] 25mm X 30m Manual Swing Hose Reel, c/w MED With EN694 Hose, Jet Spray Nozzle, Inlet 25mm BSPT, BS EN671-1:2012, Mild Steel, Accessories : Nozzle Bracket, Mounting Bracket, Carton Box |  |  |  | 8080010025003 | 0300330000000 | 1.0000 | nos.
[8080010025003] 25mm X 30m Manual Swing Hose Reel, c/w MED With EN694 Hose, Jet Spray Nozzle, Inlet 25mm BSPT, BS EN671-1:2012, Mild Steel, Accessories : Nozzle Bracket, Mounting Bracket, Carton Box |  |  |  | 8080010025003 | 0301300000000 | 1.0000 | nos.
[8080010025003] 25mm X 30m Manual Swing Hose Reel, c/w MED With EN694 Hose, Jet Spray Nozzle, Inlet 25mm BSPT, BS EN671-1:2012, Mild Steel, Accessories : Nozzle Bracket, Mounting Bracket, Carton Box |  |  |  | 8080010025003 | 0300540000000 | 2.0000 | nos.
[8080010025003] 25mm X 30m Manual Swing Hose Reel, c/w MED With EN694 Hose, Jet Spray Nozzle, Inlet 25mm BSPT, BS EN671-1:2012, Mild Steel, Accessories : Nozzle Bracket, Mounting Bracket, Carton Box |  |  |  | 8080010025003 | 0300700000000 | 1.0000 | nos.
[8080010025003] 25mm X 30m Manual Swing Hose Reel, c/w MED With EN694 Hose, Jet Spray Nozzle, Inlet 25mm BSPT, BS EN671-1:2012, Mild Steel, Accessories : Nozzle Bracket, Mounting Bracket, Carton Box |  |  |  | 8080010025003 | 0305170000000 | 1.0000 | nos.
[8080010025003] 25mm X 30m Manual Swing Hose Reel, c/w MED With EN694 Hose, Jet Spray Nozzle, Inlet 25mm BSPT, BS EN671-1:2012, Mild Steel, Accessories : Nozzle Bracket, Mounting Bracket, Carton Box |  |  |  | 8080010025003 | 0317260000000 | 1.0000 | nos.
[8080010025003] 25mm X 30m Manual Swing Hose Reel, c/w MED With EN694 Hose, Jet Spray Nozzle, Inlet 25mm BSPT, BS EN671-1:2012, Mild Steel, Accessories : Nozzle Bracket, Mounting Bracket, Carton Box |  |  |  | 8080010025003 | 0301320000000 | 2.0000 | nos.
[8080010400000] 25mm X 30m, Manual Swing Standard Hose Reel, C/W LPCB, EN694 Hose, 25mm Brass Chrome Jet Nozzle, 3 Nos SS Hose Clip, Inlet: 25mm BSPT, BS EN671-1 : 2012, Stainless Steel, Carton Box (Dwg No. 80800104) |  |  |  | 8080010400000 | 0301300000000 | 1.0000 | nos. |  | 1.1 Complete Assembly - HR
[8080010400000] 25mm X 30m, Manual Swing Standard Hose Reel, C/W LPCB, EN694 Hose, 25mm Brass Chrome Jet Nozzle, 3 Nos SS Hose Clip, Inlet: 25mm BSPT, BS EN671-1 : 2012, Stainless Steel, Carton Box (Dwg No. 80800104) |  |  |  | 8080010400000 | 0300540000000 | 2.0000 | nos. |  | 1.1 Complete Assembly - HR
[8080010400000] 25mm X 30m, Manual Swing Standard Hose Reel, C/W LPCB, EN694 Hose, 25mm Brass Chrome Jet Nozzle, 3 Nos SS Hose Clip, Inlet: 25mm BSPT, BS EN671-1 : 2012, Stainless Steel, Carton Box (Dwg No. 80800104) |  |  |  | 8080010400000 | 0307330200001 | 2.0000 | nos. |  | 1.1 Complete Assembly - HR
[8080010400000] 25mm X 30m, Manual Swing Standard Hose Reel, C/W LPCB, EN694 Hose, 25mm Brass Chrome Jet Nozzle, 3 Nos SS Hose Clip, Inlet: 25mm BSPT, BS EN671-1 : 2012, Stainless Steel, Carton Box (Dwg No. 80800104) |  |  |  | 8080010400000 | 0301320100000 | 3.0000 | nos. |  | 1.1 Complete Assembly - HR
[8080010400000] 25mm X 30m, Manual Swing Standard Hose Reel, C/W LPCB, EN694 Hose, 25mm Brass Chrome Jet Nozzle, 3 Nos SS Hose Clip, Inlet: 25mm BSPT, BS EN671-1 : 2012, Stainless Steel, Carton Box (Dwg No. 80800104) |  |  |  | 8080010400000 | 0304751900000 | 1.0000 | pcs |  | 1.1 Complete Assembly - HR
[8080010400000] 25mm X 30m, Manual Swing Standard Hose Reel, C/W LPCB, EN694 Hose, 25mm Brass Chrome Jet Nozzle, 3 Nos SS Hose Clip, Inlet: 25mm BSPT, BS EN671-1 : 2012, Stainless Steel, Carton Box (Dwg No. 80800104) |  |  |  | 8080010400000 | 0305170000000 | 1.0000 | nos. |  | 1.1 Complete Assembly - HR
[8080010400000] 25mm X 30m, Manual Swing Standard Hose Reel, C/W LPCB, EN694 Hose, 25mm Brass Chrome Jet Nozzle, 3 Nos SS Hose Clip, Inlet: 25mm BSPT, BS EN671-1 : 2012, Stainless Steel, Carton Box (Dwg No. 80800104) |  |  |  | 8080010400000 | 0300330000000 | 1.0000 | nos. |  | 1.1 Complete Assembly - HR
[8080010400000] 25mm X 30m, Manual Swing Standard Hose Reel, C/W LPCB, EN694 Hose, 25mm Brass Chrome Jet Nozzle, 3 Nos SS Hose Clip, Inlet: 25mm BSPT, BS EN671-1 : 2012, Stainless Steel, Carton Box (Dwg No. 80800104) |  |  |  | 8080010400000 | 0300840000000 | 1.0000 | nos. |  | 1.1 Complete Assembly - HR
[8080010400000] 25mm X 30m, Manual Swing Standard Hose Reel, C/W LPCB, EN694 Hose, 25mm Brass Chrome Jet Nozzle, 3 Nos SS Hose Clip, Inlet: 25mm BSPT, BS EN671-1 : 2012, Stainless Steel, Carton Box (Dwg No. 80800104) |  |  |  | 8080010400000 | 0302820400000 | 10.0000 | set |  | 1.1 Complete Assembly - HR
[8080010400000] 25mm X 30m, Manual Swing Standard Hose Reel, C/W LPCB, EN694 Hose, 25mm Brass Chrome Jet Nozzle, 3 Nos SS Hose Clip, Inlet: 25mm BSPT, BS EN671-1 : 2012, Stainless Steel, Carton Box (Dwg No. 80800104) |  |  |  | 8080010400000 | 0307310300001 | 1.0000 | nos. |  | 1.1 Complete Assembly - HR
[8080010400000] 25mm X 30m, Manual Swing Standard Hose Reel, C/W LPCB, EN694 Hose, 25mm Brass Chrome Jet Nozzle, 3 Nos SS Hose Clip, Inlet: 25mm BSPT, BS EN671-1 : 2012, Stainless Steel, Carton Box (Dwg No. 80800104) |  |  |  | 8080010400000 | 0300880000000 | 1.0000 | nos. |  | 1.1 Complete Assembly - HR
[8080010400000] 25mm X 30m, Manual Swing Standard Hose Reel, C/W LPCB, EN694 Hose, 25mm Brass Chrome Jet Nozzle, 3 Nos SS Hose Clip, Inlet: 25mm BSPT, BS EN671-1 : 2012, Stainless Steel, Carton Box (Dwg No. 80800104) |  |  |  | 8080010400000 | 0300710000000 | 1.0000 | nos. |  | 1.1 Complete Assembly - HR
[8080010400001] 25mm X 30m, Manual Swing Standard Hose Reel, C/W LPCB, EN694 Hose, 25mm Brass Jet/Spray Nozzle, 3 Nos SS Hose Clip, 1" Outlet S-Bend (SS), Inlet: 25mm BSPT, BS EN671-1 : 2012, Stainless Steel, Carton Box (Dwg No. 80800104) |  |  |  | 8080010400001 | 0305170000000 | 1.0000 | nos. |  | 1.1 Complete Assembly - HR
[8080010400001] 25mm X 30m, Manual Swing Standard Hose Reel, C/W LPCB, EN694 Hose, 25mm Brass Jet/Spray Nozzle, 3 Nos SS Hose Clip, 1" Outlet S-Bend (SS), Inlet: 25mm BSPT, BS EN671-1 : 2012, Stainless Steel, Carton Box (Dwg No. 80800104) |  |  |  | 8080010400001 | 0317260000000 | 1.0000 | nos. |  | 1.1 Complete Assembly - HR
[8080010400001] 25mm X 30m, Manual Swing Standard Hose Reel, C/W LPCB, EN694 Hose, 25mm Brass Jet/Spray Nozzle, 3 Nos SS Hose Clip, 1" Outlet S-Bend (SS), Inlet: 25mm BSPT, BS EN671-1 : 2012, Stainless Steel, Carton Box (Dwg No. 80800104) |  |  |  | 8080010400001 | 0307330200000 | 2.0000 | nos. |  | 1.1 Complete Assembly - HR
[8080010400001] 25mm X 30m, Manual Swing Standard Hose Reel, C/W LPCB, EN694 Hose, 25mm Brass Jet/Spray Nozzle, 3 Nos SS Hose Clip, 1" Outlet S-Bend (SS), Inlet: 25mm BSPT, BS EN671-1 : 2012, Stainless Steel, Carton Box (Dwg No. 80800104) |  |  |  | 8080010400001 | 0300710100000 | 1.0000 | nos. |  | 1.1 Complete Assembly - HR
[8080010400001] 25mm X 30m, Manual Swing Standard Hose Reel, C/W LPCB, EN694 Hose, 25mm Brass Jet/Spray Nozzle, 3 Nos SS Hose Clip, 1" Outlet S-Bend (SS), Inlet: 25mm BSPT, BS EN671-1 : 2012, Stainless Steel, Carton Box (Dwg No. 80800104) |  |  |  | 8080010400001 | 0304751900000 | 1.0000 | pcs |  | 1.1 Complete Assembly - HR
[8080010400001] 25mm X 30m, Manual Swing Standard Hose Reel, C/W LPCB, EN694 Hose, 25mm Brass Jet/Spray Nozzle, 3 Nos SS Hose Clip, 1" Outlet S-Bend (SS), Inlet: 25mm BSPT, BS EN671-1 : 2012, Stainless Steel, Carton Box (Dwg No. 80800104) |  |  |  | 8080010400001 | 0300880000000 | 1.0000 | nos. |  | 1.1 Complete Assembly - HR
[8080010400001] 25mm X 30m, Manual Swing Standard Hose Reel, C/W LPCB, EN694 Hose, 25mm Brass Jet/Spray Nozzle, 3 Nos SS Hose Clip, 1" Outlet S-Bend (SS), Inlet: 25mm BSPT, BS EN671-1 : 2012, Stainless Steel, Carton Box (Dwg No. 80800104) |  |  |  | 8080010400001 | 0300330000000 | 1.0000 | nos. |  | 1.1 Complete Assembly - HR
[8080010400001] 25mm X 30m, Manual Swing Standard Hose Reel, C/W LPCB, EN694 Hose, 25mm Brass Jet/Spray Nozzle, 3 Nos SS Hose Clip, 1" Outlet S-Bend (SS), Inlet: 25mm BSPT, BS EN671-1 : 2012, Stainless Steel, Carton Box (Dwg No. 80800104) |  |  |  | 8080010400001 | 0302820400000 | 10.0000 | set |  | 1.1 Complete Assembly - HR
[8080010400001] 25mm X 30m, Manual Swing Standard Hose Reel, C/W LPCB, EN694 Hose, 25mm Brass Jet/Spray Nozzle, 3 Nos SS Hose Clip, 1" Outlet S-Bend (SS), Inlet: 25mm BSPT, BS EN671-1 : 2012, Stainless Steel, Carton Box (Dwg No. 80800104) |  |  |  | 8080010400001 | 0301320100000 | 3.0000 | nos. |  | 1.1 Complete Assembly - HR
[8080010400001] 25mm X 30m, Manual Swing Standard Hose Reel, C/W LPCB, EN694 Hose, 25mm Brass Jet/Spray Nozzle, 3 Nos SS Hose Clip, 1" Outlet S-Bend (SS), Inlet: 25mm BSPT, BS EN671-1 : 2012, Stainless Steel, Carton Box (Dwg No. 80800104) |  |  |  | 8080010400001 | 0300540000000 | 2.0000 | nos. |  | 1.1 Complete Assembly - HR
[8080010400001] 25mm X 30m, Manual Swing Standard Hose Reel, C/W LPCB, EN694 Hose, 25mm Brass Jet/Spray Nozzle, 3 Nos SS Hose Clip, 1" Outlet S-Bend (SS), Inlet: 25mm BSPT, BS EN671-1 : 2012, Stainless Steel, Carton Box (Dwg No. 80800104) |  |  |  | 8080010400001 | 0301300000000 | 1.0000 | nos. |  | 1.1 Complete Assembly - HR
[8080010400001] 25mm X 30m, Manual Swing Standard Hose Reel, C/W LPCB, EN694 Hose, 25mm Brass Jet/Spray Nozzle, 3 Nos SS Hose Clip, 1" Outlet S-Bend (SS), Inlet: 25mm BSPT, BS EN671-1 : 2012, Stainless Steel, Carton Box (Dwg No. 80800104) |  |  |  | 8080010400001 | 0307310300000 | 1.0000 | nos. |  | 1.1 Complete Assembly - HR
[8080020000000] 25mm x 30m Automatic Swing Standard Hose Reel, Red Colour c/w LPCB, EN694 Hose, 25mm Chrome Jet Nozzle, Carton Box, Inlet: 25mm BSPT, To BS EN671-1 : 2012, Material EG (Dwg No. 80800200) |  |  |  | 8080020000000 | 0300710000000 | 1.0000 | nos. |  | 1.1 Complete Assembly - HR
[8080020000000] 25mm x 30m Automatic Swing Standard Hose Reel, Red Colour c/w LPCB, EN694 Hose, 25mm Chrome Jet Nozzle, Carton Box, Inlet: 25mm BSPT, To BS EN671-1 : 2012, Material EG (Dwg No. 80800200) |  |  |  | 8080020000000 | 0300540000000 | 2.0000 | nos. |  | 1.1 Complete Assembly - HR
[8080020000000] 25mm x 30m Automatic Swing Standard Hose Reel, Red Colour c/w LPCB, EN694 Hose, 25mm Chrome Jet Nozzle, Carton Box, Inlet: 25mm BSPT, To BS EN671-1 : 2012, Material EG (Dwg No. 80800200) |  |  |  | 8080020000000 | 0301320000000 | 2.0000 | nos. |  | 1.1 Complete Assembly - HR
[8080020000000] 25mm x 30m Automatic Swing Standard Hose Reel, Red Colour c/w LPCB, EN694 Hose, 25mm Chrome Jet Nozzle, Carton Box, Inlet: 25mm BSPT, To BS EN671-1 : 2012, Material EG (Dwg No. 80800200) |  |  |  | 8080020000000 | 0301270000000 | 2.0000 | nos. |  | 1.1 Complete Assembly - HR
[8080020000000] 25mm x 30m Automatic Swing Standard Hose Reel, Red Colour c/w LPCB, EN694 Hose, 25mm Chrome Jet Nozzle, Carton Box, Inlet: 25mm BSPT, To BS EN671-1 : 2012, Material EG (Dwg No. 80800200) |  |  |  | 8080020000000 | 0303880300000 | 1.0000 | nos. |  | 1.1 Complete Assembly - HR
[8080020000000] 25mm x 30m Automatic Swing Standard Hose Reel, Red Colour c/w LPCB, EN694 Hose, 25mm Chrome Jet Nozzle, Carton Box, Inlet: 25mm BSPT, To BS EN671-1 : 2012, Material EG (Dwg No. 80800200) |  |  |  | 8080020000000 | 0307300000000 | 1.0000 | nos. |  | 1.1 Complete Assembly - HR
[8080020000000] 25mm x 30m Automatic Swing Standard Hose Reel, Red Colour c/w LPCB, EN694 Hose, 25mm Chrome Jet Nozzle, Carton Box, Inlet: 25mm BSPT, To BS EN671-1 : 2012, Material EG (Dwg No. 80800200) |  |  |  | 8080020000000 | 0307250800000 | 1.0000 | nos. |  | 1.1 Complete Assembly - HR
[8080020000000] 25mm x 30m Automatic Swing Standard Hose Reel, Red Colour c/w LPCB, EN694 Hose, 25mm Chrome Jet Nozzle, Carton Box, Inlet: 25mm BSPT, To BS EN671-1 : 2012, Material EG (Dwg No. 80800200) |  |  |  | 8080020000000 | 0300330000000 | 1.0000 | nos. |  | 1.1 Complete Assembly - HR
[8080020000000] 25mm x 30m Automatic Swing Standard Hose Reel, Red Colour c/w LPCB, EN694 Hose, 25mm Chrome Jet Nozzle, Carton Box, Inlet: 25mm BSPT, To BS EN671-1 : 2012, Material EG (Dwg No. 80800200) |  |  |  | 8080020000000 | 0300470000000 | 1.0000 | nos. |  | 1.1 Complete Assembly - HR
[8080020000000] 25mm x 30m Automatic Swing Standard Hose Reel, Red Colour c/w LPCB, EN694 Hose, 25mm Chrome Jet Nozzle, Carton Box, Inlet: 25mm BSPT, To BS EN671-1 : 2012, Material EG (Dwg No. 80800200) |  |  |  | 8080020000000 | 0300840000000 | 1.0000 | nos. |  | 1.1 Complete Assembly - HR
[8080020000000] 25mm x 30m Automatic Swing Standard Hose Reel, Red Colour c/w LPCB, EN694 Hose, 25mm Chrome Jet Nozzle, Carton Box, Inlet: 25mm BSPT, To BS EN671-1 : 2012, Material EG (Dwg No. 80800200) |  |  |  | 8080020000000 | 0305170000000 | 1.0000 | nos. |  | 1.1 Complete Assembly - HR
[8080020000000] 25mm x 30m Automatic Swing Standard Hose Reel, Red Colour c/w LPCB, EN694 Hose, 25mm Chrome Jet Nozzle, Carton Box, Inlet: 25mm BSPT, To BS EN671-1 : 2012, Material EG (Dwg No. 80800200) |  |  |  | 8080020000000 | 0305520100000 | 1.0000 | nos. |  | 1.1 Complete Assembly - HR
[8080020000000] 25mm x 30m Automatic Swing Standard Hose Reel, Red Colour c/w LPCB, EN694 Hose, 25mm Chrome Jet Nozzle, Carton Box, Inlet: 25mm BSPT, To BS EN671-1 : 2012, Material EG (Dwg No. 80800200) |  |  |  | 8080020000000 | 0301340000000 | 10.0000 | nos. |  | 1.1 Complete Assembly - HR
[8080020000000] 25mm x 30m Automatic Swing Standard Hose Reel, Red Colour c/w LPCB, EN694 Hose, 25mm Chrome Jet Nozzle, Carton Box, Inlet: 25mm BSPT, To BS EN671-1 : 2012, Material EG (Dwg No. 80800200) |  |  |  | 8080020000000 | 0301300000000 | 1.0000 | nos. |  | 1.1 Complete Assembly - HR
[8080020000001] 25mm x 30m Automatic Swing Standard Hose Reel, Red Colour c/w LPCB, EN694 Hose, 25mm Brass Jet/Spray Nozzle, Carton Box, Inlet: 25mm BSPT, To BS EN671-1 : 2012, Material EG (Dwg No. 80800200) |  |  |  | 8080020000001 | 0300710000000 | 1.0000 | nos. |  | 1.1 Complete Assembly - HR
[8080020000001] 25mm x 30m Automatic Swing Standard Hose Reel, Red Colour c/w LPCB, EN694 Hose, 25mm Brass Jet/Spray Nozzle, Carton Box, Inlet: 25mm BSPT, To BS EN671-1 : 2012, Material EG (Dwg No. 80800200) |  |  |  | 8080020000001 | 0301320000000 | 2.0000 | nos. |  | 1.1 Complete Assembly - HR
[8080020000001] 25mm x 30m Automatic Swing Standard Hose Reel, Red Colour c/w LPCB, EN694 Hose, 25mm Brass Jet/Spray Nozzle, Carton Box, Inlet: 25mm BSPT, To BS EN671-1 : 2012, Material EG (Dwg No. 80800200) |  |  |  | 8080020000001 | 0301270000000 | 2.0000 | nos. |  | 1.1 Complete Assembly - HR
[8080020000001] 25mm x 30m Automatic Swing Standard Hose Reel, Red Colour c/w LPCB, EN694 Hose, 25mm Brass Jet/Spray Nozzle, Carton Box, Inlet: 25mm BSPT, To BS EN671-1 : 2012, Material EG (Dwg No. 80800200) |  |  |  | 8080020000001 | 0301300000000 | 1.0000 | nos. |  | 1.1 Complete Assembly - HR
[8080020000001] 25mm x 30m Automatic Swing Standard Hose Reel, Red Colour c/w LPCB, EN694 Hose, 25mm Brass Jet/Spray Nozzle, Carton Box, Inlet: 25mm BSPT, To BS EN671-1 : 2012, Material EG (Dwg No. 80800200) |  |  |  | 8080020000001 | 0307300000000 | 1.0000 | nos. |  | 1.1 Complete Assembly - HR
[8080020000001] 25mm x 30m Automatic Swing Standard Hose Reel, Red Colour c/w LPCB, EN694 Hose, 25mm Brass Jet/Spray Nozzle, Carton Box, Inlet: 25mm BSPT, To BS EN671-1 : 2012, Material EG (Dwg No. 80800200) |  |  |  | 8080020000001 | 0305170000000 | 1.0000 | nos. |  | 1.1 Complete Assembly - HR
[8080020000001] 25mm x 30m Automatic Swing Standard Hose Reel, Red Colour c/w LPCB, EN694 Hose, 25mm Brass Jet/Spray Nozzle, Carton Box, Inlet: 25mm BSPT, To BS EN671-1 : 2012, Material EG (Dwg No. 80800200) |  |  |  | 8080020000001 | 0305520100000 | 1.0000 | nos. |  | 1.1 Complete Assembly - HR
[8080020000001] 25mm x 30m Automatic Swing Standard Hose Reel, Red Colour c/w LPCB, EN694 Hose, 25mm Brass Jet/Spray Nozzle, Carton Box, Inlet: 25mm BSPT, To BS EN671-1 : 2012, Material EG (Dwg No. 80800200) |  |  |  | 8080020000001 | 0301340000000 | 10.0000 | nos. |  | 1.1 Complete Assembly - HR
[8080020000001] 25mm x 30m Automatic Swing Standard Hose Reel, Red Colour c/w LPCB, EN694 Hose, 25mm Brass Jet/Spray Nozzle, Carton Box, Inlet: 25mm BSPT, To BS EN671-1 : 2012, Material EG (Dwg No. 80800200) |  |  |  | 8080020000001 | 0300330000000 | 1.0000 | nos. |  | 1.1 Complete Assembly - HR
[8080020000001] 25mm x 30m Automatic Swing Standard Hose Reel, Red Colour c/w LPCB, EN694 Hose, 25mm Brass Jet/Spray Nozzle, Carton Box, Inlet: 25mm BSPT, To BS EN671-1 : 2012, Material EG (Dwg No. 80800200) |  |  |  | 8080020000001 | 0300540000000 | 2.0000 | nos. |  | 1.1 Complete Assembly - HR
[8080020000001] 25mm x 30m Automatic Swing Standard Hose Reel, Red Colour c/w LPCB, EN694 Hose, 25mm Brass Jet/Spray Nozzle, Carton Box, Inlet: 25mm BSPT, To BS EN671-1 : 2012, Material EG (Dwg No. 80800200) |  |  |  | 8080020000001 | 0307250800000 | 1.0000 | nos. |  | 1.1 Complete Assembly - HR
[8080020000001] 25mm x 30m Automatic Swing Standard Hose Reel, Red Colour c/w LPCB, EN694 Hose, 25mm Brass Jet/Spray Nozzle, Carton Box, Inlet: 25mm BSPT, To BS EN671-1 : 2012, Material EG (Dwg No. 80800200) |  |  |  | 8080020000001 | 0317260000000 | 1.0000 | nos. |  | 1.1 Complete Assembly - HR
[8080020000001] 25mm x 30m Automatic Swing Standard Hose Reel, Red Colour c/w LPCB, EN694 Hose, 25mm Brass Jet/Spray Nozzle, Carton Box, Inlet: 25mm BSPT, To BS EN671-1 : 2012, Material EG (Dwg No. 80800200) |  |  |  | 8080020000001 | 0300470000000 | 1.0000 | nos. |  | 1.1 Complete Assembly - HR
[8080020000001] 25mm x 30m Automatic Swing Standard Hose Reel, Red Colour c/w LPCB, EN694 Hose, 25mm Brass Jet/Spray Nozzle, Carton Box, Inlet: 25mm BSPT, To BS EN671-1 : 2012, Material EG (Dwg No. 80800200) |  |  |  | 8080020000001 | 0303880300000 | 1.0000 | nos. |  | 1.1 Complete Assembly - HR
[8080020000002] 25mm x 30m Automatic Swing Standard Hose Reel, Red Colour c/w LPCB, EN694 Hose, 25mm Plastic Jet/Spray Nozzle, Carton Box, Inlet: 25mm BSPT, To BS EN671-1 : 2012, Material EG (Dwg No. 80800200) |  |  |  | 8080020000002 | 0307300000000 | 1.0000 | nos. |  | 1.1 Complete Assembly - HR
[8080020000002] 25mm x 30m Automatic Swing Standard Hose Reel, Red Colour c/w LPCB, EN694 Hose, 25mm Plastic Jet/Spray Nozzle, Carton Box, Inlet: 25mm BSPT, To BS EN671-1 : 2012, Material EG (Dwg No. 80800200) |  |  |  | 8080020000002 | 0300330000000 | 1.0000 | nos. |  | 1.1 Complete Assembly - HR
[8080020000002] 25mm x 30m Automatic Swing Standard Hose Reel, Red Colour c/w LPCB, EN694 Hose, 25mm Plastic Jet/Spray Nozzle, Carton Box, Inlet: 25mm BSPT, To BS EN671-1 : 2012, Material EG (Dwg No. 80800200) |  |  |  | 8080020000002 | 0300710000000 | 1.0000 | nos. |  | 1.1 Complete Assembly - HR
[8080020000002] 25mm x 30m Automatic Swing Standard Hose Reel, Red Colour c/w LPCB, EN694 Hose, 25mm Plastic Jet/Spray Nozzle, Carton Box, Inlet: 25mm BSPT, To BS EN671-1 : 2012, Material EG (Dwg No. 80800200) |  |  |  | 8080020000002 | 0300470000000 | 1.0000 | nos. |  | 1.1 Complete Assembly - HR
[8080020000002] 25mm x 30m Automatic Swing Standard Hose Reel, Red Colour c/w LPCB, EN694 Hose, 25mm Plastic Jet/Spray Nozzle, Carton Box, Inlet: 25mm BSPT, To BS EN671-1 : 2012, Material EG (Dwg No. 80800200) |  |  |  | 8080020000002 | 0300540000000 | 2.0000 | nos. |  | 1.1 Complete Assembly - HR
[8080020000002] 25mm x 30m Automatic Swing Standard Hose Reel, Red Colour c/w LPCB, EN694 Hose, 25mm Plastic Jet/Spray Nozzle, Carton Box, Inlet: 25mm BSPT, To BS EN671-1 : 2012, Material EG (Dwg No. 80800200) |  |  |  | 8080020000002 | 0300850200000 | 1.0000 | nos. |  | 1.1 Complete Assembly - HR
[8080020000002] 25mm x 30m Automatic Swing Standard Hose Reel, Red Colour c/w LPCB, EN694 Hose, 25mm Plastic Jet/Spray Nozzle, Carton Box, Inlet: 25mm BSPT, To BS EN671-1 : 2012, Material EG (Dwg No. 80800200) |  |  |  | 8080020000002 | 0305170000000 | 1.0000 | nos. |  | 1.1 Complete Assembly - HR
[8080020000002] 25mm x 30m Automatic Swing Standard Hose Reel, Red Colour c/w LPCB, EN694 Hose, 25mm Plastic Jet/Spray Nozzle, Carton Box, Inlet: 25mm BSPT, To BS EN671-1 : 2012, Material EG (Dwg No. 80800200) |  |  |  | 8080020000002 | 0307250800000 | 1.0000 | nos. |  | 1.1 Complete Assembly - HR
[8080020000002] 25mm x 30m Automatic Swing Standard Hose Reel, Red Colour c/w LPCB, EN694 Hose, 25mm Plastic Jet/Spray Nozzle, Carton Box, Inlet: 25mm BSPT, To BS EN671-1 : 2012, Material EG (Dwg No. 80800200) |  |  |  | 8080020000002 | 0301320000000 | 3.0000 | nos. |  | 1.1 Complete Assembly - HR
[8080020000002] 25mm x 30m Automatic Swing Standard Hose Reel, Red Colour c/w LPCB, EN694 Hose, 25mm Plastic Jet/Spray Nozzle, Carton Box, Inlet: 25mm BSPT, To BS EN671-1 : 2012, Material EG (Dwg No. 80800200) |  |  |  | 8080020000002 | 0301270000000 | 2.0000 | nos. |  | 1.1 Complete Assembly - HR
[8080020000002] 25mm x 30m Automatic Swing Standard Hose Reel, Red Colour c/w LPCB, EN694 Hose, 25mm Plastic Jet/Spray Nozzle, Carton Box, Inlet: 25mm BSPT, To BS EN671-1 : 2012, Material EG (Dwg No. 80800200) |  |  |  | 8080020000002 | 0301340000000 | 10.0000 | nos. |  | 1.1 Complete Assembly - HR
[8080020000002] 25mm x 30m Automatic Swing Standard Hose Reel, Red Colour c/w LPCB, EN694 Hose, 25mm Plastic Jet/Spray Nozzle, Carton Box, Inlet: 25mm BSPT, To BS EN671-1 : 2012, Material EG (Dwg No. 80800200) |  |  |  | 8080020000002 | 0301300000000 | 1.0000 | nos. |  | 1.1 Complete Assembly - HR
[8080020000002] 25mm x 30m Automatic Swing Standard Hose Reel, Red Colour c/w LPCB, EN694 Hose, 25mm Plastic Jet/Spray Nozzle, Carton Box, Inlet: 25mm BSPT, To BS EN671-1 : 2012, Material EG (Dwg No. 80800200) |  |  |  | 8080020000002 | 0305520100000 | 1.0000 | nos. |  | 1.1 Complete Assembly - HR
[8080020000003] 25mm x 30m Automatic Swing Standard Hose Reel, Red Colour c/w MED, EN694 Hose, 25mm Chrome Jet Nozzle, Carton Box, Inlet: 25mm BSPT, To BS EN671-1 : 2012, Material EG (Dwg No. 80800200) |  |  |  | 8080020000003 | 0301320100000 | 2.0000 | nos. |  | 1.1 Complete Assembly - HR
[8080020000003] 25mm x 30m Automatic Swing Standard Hose Reel, Red Colour c/w MED, EN694 Hose, 25mm Chrome Jet Nozzle, Carton Box, Inlet: 25mm BSPT, To BS EN671-1 : 2012, Material EG (Dwg No. 80800200) |  |  |  | 8080020000003 | 0301270000000 | 2.0000 | nos. |  | 1.1 Complete Assembly - HR
[8080020000003] 25mm x 30m Automatic Swing Standard Hose Reel, Red Colour c/w MED, EN694 Hose, 25mm Chrome Jet Nozzle, Carton Box, Inlet: 25mm BSPT, To BS EN671-1 : 2012, Material EG (Dwg No. 80800200) |  |  |  | 8080020000003 | 0300840000000 | 1.0000 | nos. |  | 1.1 Complete Assembly - HR
[8080020000003] 25mm x 30m Automatic Swing Standard Hose Reel, Red Colour c/w MED, EN694 Hose, 25mm Chrome Jet Nozzle, Carton Box, Inlet: 25mm BSPT, To BS EN671-1 : 2012, Material EG (Dwg No. 80800200) |  |  |  | 8080020000003 | 0303880300000 | 1.0000 | nos. |  | 1.1 Complete Assembly - HR
[8080020000003] 25mm x 30m Automatic Swing Standard Hose Reel, Red Colour c/w MED, EN694 Hose, 25mm Chrome Jet Nozzle, Carton Box, Inlet: 25mm BSPT, To BS EN671-1 : 2012, Material EG (Dwg No. 80800200) |  |  |  | 8080020000003 | 0305170000000 | 1.0000 | nos. |  | 1.1 Complete Assembly - HR
[8080020000003] 25mm x 30m Automatic Swing Standard Hose Reel, Red Colour c/w MED, EN694 Hose, 25mm Chrome Jet Nozzle, Carton Box, Inlet: 25mm BSPT, To BS EN671-1 : 2012, Material EG (Dwg No. 80800200) |  |  |  | 8080020000003 | 0307300000000 | 1.0000 | nos. |  | 1.1 Complete Assembly - HR
[8080020000003] 25mm x 30m Automatic Swing Standard Hose Reel, Red Colour c/w MED, EN694 Hose, 25mm Chrome Jet Nozzle, Carton Box, Inlet: 25mm BSPT, To BS EN671-1 : 2012, Material EG (Dwg No. 80800200) |  |  |  | 8080020000003 | 0300540000000 | 2.0000 | nos. |  | 1.1 Complete Assembly - HR
[8080020000003] 25mm x 30m Automatic Swing Standard Hose Reel, Red Colour c/w MED, EN694 Hose, 25mm Chrome Jet Nozzle, Carton Box, Inlet: 25mm BSPT, To BS EN671-1 : 2012, Material EG (Dwg No. 80800200) |  |  |  | 8080020000003 | 0300330000000 | 1.0000 | nos. |  | 1.1 Complete Assembly - HR
[8080020000003] 25mm x 30m Automatic Swing Standard Hose Reel, Red Colour c/w MED, EN694 Hose, 25mm Chrome Jet Nozzle, Carton Box, Inlet: 25mm BSPT, To BS EN671-1 : 2012, Material EG (Dwg No. 80800200) |  |  |  | 8080020000003 | 0305520100000 | 1.0000 | nos. |  | 1.1 Complete Assembly - HR
[8080020000003] 25mm x 30m Automatic Swing Standard Hose Reel, Red Colour c/w MED, EN694 Hose, 25mm Chrome Jet Nozzle, Carton Box, Inlet: 25mm BSPT, To BS EN671-1 : 2012, Material EG (Dwg No. 80800200) |  |  |  | 8080020000003 | 0300710000000 | 1.0000 | nos. |  | 1.1 Complete Assembly - HR
[8080020000003] 25mm x 30m Automatic Swing Standard Hose Reel, Red Colour c/w MED, EN694 Hose, 25mm Chrome Jet Nozzle, Carton Box, Inlet: 25mm BSPT, To BS EN671-1 : 2012, Material EG (Dwg No. 80800200) |  |  |  | 8080020000003 | 0301300000000 | 1.0000 | nos. |  | 1.1 Complete Assembly - HR
[8080020000003] 25mm x 30m Automatic Swing Standard Hose Reel, Red Colour c/w MED, EN694 Hose, 25mm Chrome Jet Nozzle, Carton Box, Inlet: 25mm BSPT, To BS EN671-1 : 2012, Material EG (Dwg No. 80800200) |  |  |  | 8080020000003 | 0301340000000 | 10.0000 | nos. |  | 1.1 Complete Assembly - HR
[8080020000003] 25mm x 30m Automatic Swing Standard Hose Reel, Red Colour c/w MED, EN694 Hose, 25mm Chrome Jet Nozzle, Carton Box, Inlet: 25mm BSPT, To BS EN671-1 : 2012, Material EG (Dwg No. 80800200) |  |  |  | 8080020000003 | 0300470000000 | 1.0000 | nos. |  | 1.1 Complete Assembly - HR
[8080020000003] 25mm x 30m Automatic Swing Standard Hose Reel, Red Colour c/w MED, EN694 Hose, 25mm Chrome Jet Nozzle, Carton Box, Inlet: 25mm BSPT, To BS EN671-1 : 2012, Material EG (Dwg No. 80800200) |  |  |  | 8080020000003 | 0307250500000 | 1.0000 | nos. |  | 1.1 Complete Assembly - HR
[8080020021002] 25mm x 30m Automatic Swing Standard Hose Reel, Red Colour c/w LPCB, EN694 Hose, 25mm Plastic Jet/Spray Nozzle, w/o Nozzle Bracket, Carton Box, Inlet 25mm BSPT, BS EN671-1, Material: EG |  |  |  | 8080020021002 | 0300710000000 | 1.0000 | nos. |  | 1.1 Complete Assembly - HR
[8080020021002] 25mm x 30m Automatic Swing Standard Hose Reel, Red Colour c/w LPCB, EN694 Hose, 25mm Plastic Jet/Spray Nozzle, w/o Nozzle Bracket, Carton Box, Inlet 25mm BSPT, BS EN671-1, Material: EG |  |  |  | 8080020021002 | 0301270000000 | 2.0000 | nos. |  | 1.1 Complete Assembly - HR
[8080020021002] 25mm x 30m Automatic Swing Standard Hose Reel, Red Colour c/w LPCB, EN694 Hose, 25mm Plastic Jet/Spray Nozzle, w/o Nozzle Bracket, Carton Box, Inlet 25mm BSPT, BS EN671-1, Material: EG |  |  |  | 8080020021002 | 0300540000000 | 2.0000 | nos. |  | 1.1 Complete Assembly - HR
[8080020021002] 25mm x 30m Automatic Swing Standard Hose Reel, Red Colour c/w LPCB, EN694 Hose, 25mm Plastic Jet/Spray Nozzle, w/o Nozzle Bracket, Carton Box, Inlet 25mm BSPT, BS EN671-1, Material: EG |  |  |  | 8080020021002 | 0300850200000 | 1.0000 | nos. |  | 1.1 Complete Assembly - HR
[8080020021002] 25mm x 30m Automatic Swing Standard Hose Reel, Red Colour c/w LPCB, EN694 Hose, 25mm Plastic Jet/Spray Nozzle, w/o Nozzle Bracket, Carton Box, Inlet 25mm BSPT, BS EN671-1, Material: EG |  |  |  | 8080020021002 | 0307250800000 | 1.0000 | nos. |  | 1.1 Complete Assembly - HR
[8080020021002] 25mm x 30m Automatic Swing Standard Hose Reel, Red Colour c/w LPCB, EN694 Hose, 25mm Plastic Jet/Spray Nozzle, w/o Nozzle Bracket, Carton Box, Inlet 25mm BSPT, BS EN671-1, Material: EG |  |  |  | 8080020021002 | 0300330000000 | 1.0000 | nos. |  | 1.1 Complete Assembly - HR
[8080020021002] 25mm x 30m Automatic Swing Standard Hose Reel, Red Colour c/w LPCB, EN694 Hose, 25mm Plastic Jet/Spray Nozzle, w/o Nozzle Bracket, Carton Box, Inlet 25mm BSPT, BS EN671-1, Material: EG |  |  |  | 8080020021002 | 0300470000000 | 1.0000 | nos. |  | 1.1 Complete Assembly - HR
[8080020021002] 25mm x 30m Automatic Swing Standard Hose Reel, Red Colour c/w LPCB, EN694 Hose, 25mm Plastic Jet/Spray Nozzle, w/o Nozzle Bracket, Carton Box, Inlet 25mm BSPT, BS EN671-1, Material: EG |  |  |  | 8080020021002 | 0301320000000 | 3.0000 | nos. |  | 1.1 Complete Assembly - HR
[8080020021002] 25mm x 30m Automatic Swing Standard Hose Reel, Red Colour c/w LPCB, EN694 Hose, 25mm Plastic Jet/Spray Nozzle, w/o Nozzle Bracket, Carton Box, Inlet 25mm BSPT, BS EN671-1, Material: EG |  |  |  | 8080020021002 | 0305520100000 | 1.0000 | nos. |  | 1.1 Complete Assembly - HR
[8080020021002] 25mm x 30m Automatic Swing Standard Hose Reel, Red Colour c/w LPCB, EN694 Hose, 25mm Plastic Jet/Spray Nozzle, w/o Nozzle Bracket, Carton Box, Inlet 25mm BSPT, BS EN671-1, Material: EG |  |  |  | 8080020021002 | 0301340000000 | 10.0000 | nos. |  | 1.1 Complete Assembly - HR
[8080020021002] 25mm x 30m Automatic Swing Standard Hose Reel, Red Colour c/w LPCB, EN694 Hose, 25mm Plastic Jet/Spray Nozzle, w/o Nozzle Bracket, Carton Box, Inlet 25mm BSPT, BS EN671-1, Material: EG |  |  |  | 8080020021002 | 0305170000000 | 1.0000 | nos. |  | 1.1 Complete Assembly - HR
[8080020021002] 25mm x 30m Automatic Swing Standard Hose Reel, Red Colour c/w LPCB, EN694 Hose, 25mm Plastic Jet/Spray Nozzle, w/o Nozzle Bracket, Carton Box, Inlet 25mm BSPT, BS EN671-1, Material: EG |  |  |  | 8080020021002 | 0307300000000 | 1.0000 | nos. |  | 1.1 Complete Assembly - HR
[8080020021003] 25mm x 30m Automatic Swing Standard Hose Reel c/w LPCB, EN694 Hose, 25mm Chrome Jet Nozzle w/o Nozzle Bracket, Carton Box, Inlet: 25mm BSPT, To BS EN671-1 : 2012, EG |  |  |  | 8080020021003 | 0300710000000 | 1.0000 | nos. |  | 1.1 Complete Assembly - HR
[8080020021003] 25mm x 30m Automatic Swing Standard Hose Reel c/w LPCB, EN694 Hose, 25mm Chrome Jet Nozzle w/o Nozzle Bracket, Carton Box, Inlet: 25mm BSPT, To BS EN671-1 : 2012, EG |  |  |  | 8080020021003 | 0300840000000 | 1.0000 | nos. |  | 1.1 Complete Assembly - HR
[8080020021003] 25mm x 30m Automatic Swing Standard Hose Reel c/w LPCB, EN694 Hose, 25mm Chrome Jet Nozzle w/o Nozzle Bracket, Carton Box, Inlet: 25mm BSPT, To BS EN671-1 : 2012, EG |  |  |  | 8080020021003 | 0300470000000 | 1.0000 | nos. |  | 1.1 Complete Assembly - HR
[8080020021003] 25mm x 30m Automatic Swing Standard Hose Reel c/w LPCB, EN694 Hose, 25mm Chrome Jet Nozzle w/o Nozzle Bracket, Carton Box, Inlet: 25mm BSPT, To BS EN671-1 : 2012, EG |  |  |  | 8080020021003 | 0301270000000 | 2.0000 | nos. |  | 1.1 Complete Assembly - HR
[8080020021003] 25mm x 30m Automatic Swing Standard Hose Reel c/w LPCB, EN694 Hose, 25mm Chrome Jet Nozzle w/o Nozzle Bracket, Carton Box, Inlet: 25mm BSPT, To BS EN671-1 : 2012, EG |  |  |  | 8080020021003 | 0305170000000 | 1.0000 | nos. |  | 1.1 Complete Assembly - HR
[8080020021003] 25mm x 30m Automatic Swing Standard Hose Reel c/w LPCB, EN694 Hose, 25mm Chrome Jet Nozzle w/o Nozzle Bracket, Carton Box, Inlet: 25mm BSPT, To BS EN671-1 : 2012, EG |  |  |  | 8080020021003 | 0301320000000 | 2.0000 | nos. |  | 1.1 Complete Assembly - HR
[8080020021003] 25mm x 30m Automatic Swing Standard Hose Reel c/w LPCB, EN694 Hose, 25mm Chrome Jet Nozzle w/o Nozzle Bracket, Carton Box, Inlet: 25mm BSPT, To BS EN671-1 : 2012, EG |  |  |  | 8080020021003 | 0307300000000 | 1.0000 | nos. |  | 1.1 Complete Assembly - HR
[8080020021003] 25mm x 30m Automatic Swing Standard Hose Reel c/w LPCB, EN694 Hose, 25mm Chrome Jet Nozzle w/o Nozzle Bracket, Carton Box, Inlet: 25mm BSPT, To BS EN671-1 : 2012, EG |  |  |  | 8080020021003 | 0305520100000 | 1.0000 | nos. |  | 1.1 Complete Assembly - HR
[8080020021003] 25mm x 30m Automatic Swing Standard Hose Reel c/w LPCB, EN694 Hose, 25mm Chrome Jet Nozzle w/o Nozzle Bracket, Carton Box, Inlet: 25mm BSPT, To BS EN671-1 : 2012, EG |  |  |  | 8080020021003 | 0300540000000 | 2.0000 | nos. |  | 1.1 Complete Assembly - HR
[8080020021003] 25mm x 30m Automatic Swing Standard Hose Reel c/w LPCB, EN694 Hose, 25mm Chrome Jet Nozzle w/o Nozzle Bracket, Carton Box, Inlet: 25mm BSPT, To BS EN671-1 : 2012, EG |  |  |  | 8080020021003 | 0301340000000 | 10.0000 | nos. |  | 1.1 Complete Assembly - HR
[8080020021003] 25mm x 30m Automatic Swing Standard Hose Reel c/w LPCB, EN694 Hose, 25mm Chrome Jet Nozzle w/o Nozzle Bracket, Carton Box, Inlet: 25mm BSPT, To BS EN671-1 : 2012, EG |  |  |  | 8080020021003 | 0307250800000 | 1.0000 | nos. |  | 1.1 Complete Assembly - HR
[8080020021003] 25mm x 30m Automatic Swing Standard Hose Reel c/w LPCB, EN694 Hose, 25mm Chrome Jet Nozzle w/o Nozzle Bracket, Carton Box, Inlet: 25mm BSPT, To BS EN671-1 : 2012, EG |  |  |  | 8080020021003 | 0300330000000 | 1.0000 | nos. |  | 1.1 Complete Assembly - HR
[8080020021003] 25mm x 30m Automatic Swing Standard Hose Reel c/w LPCB, EN694 Hose, 25mm Chrome Jet Nozzle w/o Nozzle Bracket, Carton Box, Inlet: 25mm BSPT, To BS EN671-1 : 2012, EG |  |  |  | 8080020021003 | 0303880300000 | 1.0000 | nos. |  | 1.1 Complete Assembly - HR
[8080030000000] 19mm x 30m Manual Standard Swing Hose Reel, Red Colour, EN694 Hose, 19mm Brass Chrome Jet Nozzle, Inlet:19mm, BS EN671-1 : 2012, Material EG, Accessories: Nozzle Bracket |  |  |  | 8080030000000 | 0300810000000 | 1.0000 | nos. |  | 1.1 Complete Assembly - HR
[8080030000000] 19mm x 30m Manual Standard Swing Hose Reel, Red Colour, EN694 Hose, 19mm Brass Chrome Jet Nozzle, Inlet:19mm, BS EN671-1 : 2012, Material EG, Accessories: Nozzle Bracket |  |  |  | 8080030000000 | 0306470000000 | 1.0000 | nos. |  | 1.1 Complete Assembly - HR
[8080030000000] 19mm x 30m Manual Standard Swing Hose Reel, Red Colour, EN694 Hose, 19mm Brass Chrome Jet Nozzle, Inlet:19mm, BS EN671-1 : 2012, Material EG, Accessories: Nozzle Bracket |  |  |  | 8080030000000 | 0301330000000 | 3.0000 | nos. |  | 1.1 Complete Assembly - HR
[8080030000000] 19mm x 30m Manual Standard Swing Hose Reel, Red Colour, EN694 Hose, 19mm Brass Chrome Jet Nozzle, Inlet:19mm, BS EN671-1 : 2012, Material EG, Accessories: Nozzle Bracket |  |  |  | 8080030000000 | 0301300000000 | 1.0000 | nos. |  | 1.1 Complete Assembly - HR
[8080030000000] 19mm x 30m Manual Standard Swing Hose Reel, Red Colour, EN694 Hose, 19mm Brass Chrome Jet Nozzle, Inlet:19mm, BS EN671-1 : 2012, Material EG, Accessories: Nozzle Bracket |  |  |  | 8080030000000 | 0300540000000 | 2.0000 | nos. |  | 1.1 Complete Assembly - HR
[8080030000000] 19mm x 30m Manual Standard Swing Hose Reel, Red Colour, EN694 Hose, 19mm Brass Chrome Jet Nozzle, Inlet:19mm, BS EN671-1 : 2012, Material EG, Accessories: Nozzle Bracket |  |  |  | 8080030000000 | 0300340000000 | 1.0000 | nos. |  | 1.1 Complete Assembly - HR
[8080030000000] 19mm x 30m Manual Standard Swing Hose Reel, Red Colour, EN694 Hose, 19mm Brass Chrome Jet Nozzle, Inlet:19mm, BS EN671-1 : 2012, Material EG, Accessories: Nozzle Bracket |  |  |  | 8080030000000 | 0300860000000 | 1.0000 | nos. |  | 1.1 Complete Assembly - HR
[8080030000000] 19mm x 30m Manual Standard Swing Hose Reel, Red Colour, EN694 Hose, 19mm Brass Chrome Jet Nozzle, Inlet:19mm, BS EN671-1 : 2012, Material EG, Accessories: Nozzle Bracket |  |  |  | 8080030000000 | 0301270000000 | 2.0000 | nos. |  | 1.1 Complete Assembly - HR
[8080030000000] 19mm x 30m Manual Standard Swing Hose Reel, Red Colour, EN694 Hose, 19mm Brass Chrome Jet Nozzle, Inlet:19mm, BS EN671-1 : 2012, Material EG, Accessories: Nozzle Bracket |  |  |  | 8080030000000 | 0300670000000 | 1.0000 | nos. |  | 1.1 Complete Assembly - HR
[8080030000000] 19mm x 30m Manual Standard Swing Hose Reel, Red Colour, EN694 Hose, 19mm Brass Chrome Jet Nozzle, Inlet:19mm, BS EN671-1 : 2012, Material EG, Accessories: Nozzle Bracket |  |  |  | 8080030000000 | 0304740000000 | 1.0000 | nos. |  | 1.1 Complete Assembly - HR
[8080030000000] 19mm x 30m Manual Standard Swing Hose Reel, Red Colour, EN694 Hose, 19mm Brass Chrome Jet Nozzle, Inlet:19mm, BS EN671-1 : 2012, Material EG, Accessories: Nozzle Bracket |  |  |  | 8080030000000 | 0301340000000 | 10.0000 | nos. |  | 1.1 Complete Assembly - HR
[8080030021001] Manual Standard Swing Hose Reel, 19mm X 30M, Red Colour, 19mm Brass Chrome Jet Nozzle, 3 Nos Hose EG Clip, Inlet:19mm, BS EN671-1 : 2012, Material: Mild Steel, Accessories: Nozzle Bracket, Carton Box |  |  |  | 8080030021001 | 0301340000000 | 10.0000 | nos. |  | 1.1 Complete Assembly - HR
[8080030021001] Manual Standard Swing Hose Reel, 19mm X 30M, Red Colour, 19mm Brass Chrome Jet Nozzle, 3 Nos Hose EG Clip, Inlet:19mm, BS EN671-1 : 2012, Material: Mild Steel, Accessories: Nozzle Bracket, Carton Box |  |  |  | 8080030021001 | 0300810000000 | 1.0000 | nos. |  | 1.1 Complete Assembly - HR
[8080030021001] Manual Standard Swing Hose Reel, 19mm X 30M, Red Colour, 19mm Brass Chrome Jet Nozzle, 3 Nos Hose EG Clip, Inlet:19mm, BS EN671-1 : 2012, Material: Mild Steel, Accessories: Nozzle Bracket, Carton Box |  |  |  | 8080030021001 | 0300670000000 | 1.0000 | nos. |  | 1.1 Complete Assembly - HR
[8080030021001] Manual Standard Swing Hose Reel, 19mm X 30M, Red Colour, 19mm Brass Chrome Jet Nozzle, 3 Nos Hose EG Clip, Inlet:19mm, BS EN671-1 : 2012, Material: Mild Steel, Accessories: Nozzle Bracket, Carton Box |  |  |  | 8080030021001 | 0301270000000 | 2.0000 | nos. |  | 1.1 Complete Assembly - HR
[8080030021001] Manual Standard Swing Hose Reel, 19mm X 30M, Red Colour, 19mm Brass Chrome Jet Nozzle, 3 Nos Hose EG Clip, Inlet:19mm, BS EN671-1 : 2012, Material: Mild Steel, Accessories: Nozzle Bracket, Carton Box |  |  |  | 8080030021001 | 0300540000000 | 2.0000 | nos. |  | 1.1 Complete Assembly - HR
[8080030021001] Manual Standard Swing Hose Reel, 19mm X 30M, Red Colour, 19mm Brass Chrome Jet Nozzle, 3 Nos Hose EG Clip, Inlet:19mm, BS EN671-1 : 2012, Material: Mild Steel, Accessories: Nozzle Bracket, Carton Box |  |  |  | 8080030021001 | 0301300000000 | 1.0000 | nos. |  | 1.1 Complete Assembly - HR
[8080030021001] Manual Standard Swing Hose Reel, 19mm X 30M, Red Colour, 19mm Brass Chrome Jet Nozzle, 3 Nos Hose EG Clip, Inlet:19mm, BS EN671-1 : 2012, Material: Mild Steel, Accessories: Nozzle Bracket, Carton Box |  |  |  | 8080030021001 | 0304740000000 | 1.0000 | nos. |  | 1.1 Complete Assembly - HR
[8080030021001] Manual Standard Swing Hose Reel, 19mm X 30M, Red Colour, 19mm Brass Chrome Jet Nozzle, 3 Nos Hose EG Clip, Inlet:19mm, BS EN671-1 : 2012, Material: Mild Steel, Accessories: Nozzle Bracket, Carton Box |  |  |  | 8080030021001 | 0301330000000 | 3.0000 | nos. |  | 1.1 Complete Assembly - HR
[8080030021001] Manual Standard Swing Hose Reel, 19mm X 30M, Red Colour, 19mm Brass Chrome Jet Nozzle, 3 Nos Hose EG Clip, Inlet:19mm, BS EN671-1 : 2012, Material: Mild Steel, Accessories: Nozzle Bracket, Carton Box |  |  |  | 8080030021001 | 0305170000000 | 1.0000 | nos. |  | 1.1 Complete Assembly - HR
[8080030021001] Manual Standard Swing Hose Reel, 19mm X 30M, Red Colour, 19mm Brass Chrome Jet Nozzle, 3 Nos Hose EG Clip, Inlet:19mm, BS EN671-1 : 2012, Material: Mild Steel, Accessories: Nozzle Bracket, Carton Box |  |  |  | 8080030021001 | 0306470000000 | 1.0000 | nos. |  | 1.1 Complete Assembly - HR
[8080030021001] Manual Standard Swing Hose Reel, 19mm X 30M, Red Colour, 19mm Brass Chrome Jet Nozzle, 3 Nos Hose EG Clip, Inlet:19mm, BS EN671-1 : 2012, Material: Mild Steel, Accessories: Nozzle Bracket, Carton Box |  |  |  | 8080030021001 | 0300340000000 | 1.0000 | nos. |  | 1.1 Complete Assembly - HR
[8080030021001] Manual Standard Swing Hose Reel, 19mm X 30M, Red Colour, 19mm Brass Chrome Jet Nozzle, 3 Nos Hose EG Clip, Inlet:19mm, BS EN671-1 : 2012, Material: Mild Steel, Accessories: Nozzle Bracket, Carton Box |  |  |  | 8080030021001 | 0300860000000 | 1.0000 | nos. |  | 1.1 Complete Assembly - HR
[8080040200000] 25mm X 30m, Manual Fixed Extra Slim Hose Reel, C/W LPCB, EN694 Hose, 25mm Brass Chrome Jet Nozzle, Inlet 1m Hose And 2Nos Hose Adaptor, Inlet: 25mm BSP(F), BS EN671-1 : 2012, Material: Mild Steel, Carton Box (Dwg No. 80800402) |  |  |  | 8080040200000 | 0320420400000 | 2.0000 | nos. |  | 1.1 Complete Assembly - HR
[8080040200000] 25mm X 30m, Manual Fixed Extra Slim Hose Reel, C/W LPCB, EN694 Hose, 25mm Brass Chrome Jet Nozzle, Inlet 1m Hose And 2Nos Hose Adaptor, Inlet: 25mm BSP(F), BS EN671-1 : 2012, Material: Mild Steel, Carton Box (Dwg No. 80800402) |  |  |  | 8080040200000 | 0301320000000 | 2.0000 | nos. |  | 1.1 Complete Assembly - HR
[8080040200000] 25mm X 30m, Manual Fixed Extra Slim Hose Reel, C/W LPCB, EN694 Hose, 25mm Brass Chrome Jet Nozzle, Inlet 1m Hose And 2Nos Hose Adaptor, Inlet: 25mm BSP(F), BS EN671-1 : 2012, Material: Mild Steel, Carton Box (Dwg No. 80800402) |  |  |  | 8080040200000 | 0304751900000 | 1.0000 | pcs |  | 1.1 Complete Assembly - HR
[8080040200000] 25mm X 30m, Manual Fixed Extra Slim Hose Reel, C/W LPCB, EN694 Hose, 25mm Brass Chrome Jet Nozzle, Inlet 1m Hose And 2Nos Hose Adaptor, Inlet: 25mm BSP(F), BS EN671-1 : 2012, Material: Mild Steel, Carton Box (Dwg No. 80800402) |  |  |  | 8080040200000 | 0301340000000 | 10.0000 | nos. |  | 1.1 Complete Assembly - HR
[8080040200000] 25mm X 30m, Manual Fixed Extra Slim Hose Reel, C/W LPCB, EN694 Hose, 25mm Brass Chrome Jet Nozzle, Inlet 1m Hose And 2Nos Hose Adaptor, Inlet: 25mm BSP(F), BS EN671-1 : 2012, Material: Mild Steel, Carton Box (Dwg No. 80800402) |  |  |  | 8080040200000 | 0321170000000 | 1.0000 | nos. |  | 1.1 Complete Assembly - HR
[8080040200000] 25mm X 30m, Manual Fixed Extra Slim Hose Reel, C/W LPCB, EN694 Hose, 25mm Brass Chrome Jet Nozzle, Inlet 1m Hose And 2Nos Hose Adaptor, Inlet: 25mm BSP(F), BS EN671-1 : 2012, Material: Mild Steel, Carton Box (Dwg No. 80800402) |  |  |  | 8080040200000 | 0303880300000 | 1.0000 | nos. |  | 1.1 Complete Assembly - HR
[8080040200000] 25mm X 30m, Manual Fixed Extra Slim Hose Reel, C/W LPCB, EN694 Hose, 25mm Brass Chrome Jet Nozzle, Inlet 1m Hose And 2Nos Hose Adaptor, Inlet: 25mm BSP(F), BS EN671-1 : 2012, Material: Mild Steel, Carton Box (Dwg No. 80800402) |  |  |  | 8080040200000 | 0300710000000 | 1.0000 | nos. |  | 1.1 Complete Assembly - HR
[8080040200000] 25mm X 30m, Manual Fixed Extra Slim Hose Reel, C/W LPCB, EN694 Hose, 25mm Brass Chrome Jet Nozzle, Inlet 1m Hose And 2Nos Hose Adaptor, Inlet: 25mm BSP(F), BS EN671-1 : 2012, Material: Mild Steel, Carton Box (Dwg No. 80800402) |  |  |  | 8080040200000 | 0303880100000 | 2.0000 | nos. |  | 1.1 Complete Assembly - HR
[8080040200000] 25mm X 30m, Manual Fixed Extra Slim Hose Reel, C/W LPCB, EN694 Hose, 25mm Brass Chrome Jet Nozzle, Inlet 1m Hose And 2Nos Hose Adaptor, Inlet: 25mm BSP(F), BS EN671-1 : 2012, Material: Mild Steel, Carton Box (Dwg No. 80800402) |  |  |  | 8080040200000 | 0321160000000 | 1.0000 | nos. |  | 1.1 Complete Assembly - HR
[8080040200000] 25mm X 30m, Manual Fixed Extra Slim Hose Reel, C/W LPCB, EN694 Hose, 25mm Brass Chrome Jet Nozzle, Inlet 1m Hose And 2Nos Hose Adaptor, Inlet: 25mm BSP(F), BS EN671-1 : 2012, Material: Mild Steel, Carton Box (Dwg No. 80800402) |  |  |  | 8080040200000 | 0306520000000 | 1.0000 | nos. |  | 1.1 Complete Assembly - HR
[8080040200000] 25mm X 30m, Manual Fixed Extra Slim Hose Reel, C/W LPCB, EN694 Hose, 25mm Brass Chrome Jet Nozzle, Inlet 1m Hose And 2Nos Hose Adaptor, Inlet: 25mm BSP(F), BS EN671-1 : 2012, Material: Mild Steel, Carton Box (Dwg No. 80800402) |  |  |  | 8080040200000 | 0311440000000 | 1.0000 | nos. |  | 1.1 Complete Assembly - HR
[8080040200000] 25mm X 30m, Manual Fixed Extra Slim Hose Reel, C/W LPCB, EN694 Hose, 25mm Brass Chrome Jet Nozzle, Inlet 1m Hose And 2Nos Hose Adaptor, Inlet: 25mm BSP(F), BS EN671-1 : 2012, Material: Mild Steel, Carton Box (Dwg No. 80800402) |  |  |  | 8080040200000 | 0300330000000 | 1.0000 | nos. |  | 1.1 Complete Assembly - HR
[8080040200000] 25mm X 30m, Manual Fixed Extra Slim Hose Reel, C/W LPCB, EN694 Hose, 25mm Brass Chrome Jet Nozzle, Inlet 1m Hose And 2Nos Hose Adaptor, Inlet: 25mm BSP(F), BS EN671-1 : 2012, Material: Mild Steel, Carton Box (Dwg No. 80800402) |  |  |  | 8080040200000 | 0323070000000 | 2.0000 | nos. |  | 1.1 Complete Assembly - HR
[8080040200000] 25mm X 30m, Manual Fixed Extra Slim Hose Reel, C/W LPCB, EN694 Hose, 25mm Brass Chrome Jet Nozzle, Inlet 1m Hose And 2Nos Hose Adaptor, Inlet: 25mm BSP(F), BS EN671-1 : 2012, Material: Mild Steel, Carton Box (Dwg No. 80800402) |  |  |  | 8080040200000 | 0310080000000 | 1.0000 | nos. |  | 1.1 Complete Assembly - HR
[8080040200000] 25mm X 30m, Manual Fixed Extra Slim Hose Reel, C/W LPCB, EN694 Hose, 25mm Brass Chrome Jet Nozzle, Inlet 1m Hose And 2Nos Hose Adaptor, Inlet: 25mm BSP(F), BS EN671-1 : 2012, Material: Mild Steel, Carton Box (Dwg No. 80800402) |  |  |  | 8080040200000 | 0300540000000 | 2.0000 | nos. |  | 1.1 Complete Assembly - HR
[8080040200000] 25mm X 30m, Manual Fixed Extra Slim Hose Reel, C/W LPCB, EN694 Hose, 25mm Brass Chrome Jet Nozzle, Inlet 1m Hose And 2Nos Hose Adaptor, Inlet: 25mm BSP(F), BS EN671-1 : 2012, Material: Mild Steel, Carton Box (Dwg No. 80800402) |  |  |  | 8080040200000 | 0305380000000 | 1.0000 | nos. |  | 1.1 Complete Assembly - HR
[8080040200000] 25mm X 30m, Manual Fixed Extra Slim Hose Reel, C/W LPCB, EN694 Hose, 25mm Brass Chrome Jet Nozzle, Inlet 1m Hose And 2Nos Hose Adaptor, Inlet: 25mm BSP(F), BS EN671-1 : 2012, Material: Mild Steel, Carton Box (Dwg No. 80800402) |  |  |  | 8080040200000 | 0300332100000 | 1.0000 | nos. |  | 1.1 Complete Assembly - HR
[8080040200000] 25mm X 30m, Manual Fixed Extra Slim Hose Reel, C/W LPCB, EN694 Hose, 25mm Brass Chrome Jet Nozzle, Inlet 1m Hose And 2Nos Hose Adaptor, Inlet: 25mm BSP(F), BS EN671-1 : 2012, Material: Mild Steel, Carton Box (Dwg No. 80800402) |  |  |  | 8080040200000 | 0301300000000 | 1.0000 | nos. |  | 1.1 Complete Assembly - HR
[8080040200000] 25mm X 30m, Manual Fixed Extra Slim Hose Reel, C/W LPCB, EN694 Hose, 25mm Brass Chrome Jet Nozzle, Inlet 1m Hose And 2Nos Hose Adaptor, Inlet: 25mm BSP(F), BS EN671-1 : 2012, Material: Mild Steel, Carton Box (Dwg No. 80800402) |  |  |  | 8080040200000 | 0322320700000 | 1.0000 | nos. |  | 1.1 Complete Assembly - HR
[8080040200000] 25mm X 30m, Manual Fixed Extra Slim Hose Reel, C/W LPCB, EN694 Hose, 25mm Brass Chrome Jet Nozzle, Inlet 1m Hose And 2Nos Hose Adaptor, Inlet: 25mm BSP(F), BS EN671-1 : 2012, Material: Mild Steel, Carton Box (Dwg No. 80800402) |  |  |  | 8080040200000 | 0300840000000 | 1.0000 | nos. |  | 1.1 Complete Assembly - HR
[8080040200001] 25mm X 30m, Manual Fixed Extra Slim Hose Reel, C/W LPCB, EN694 Hose, 25mm Brass Jet/Spray Nozzle, Inlet 1m Hose And 2Nos Hose Adaptor, Inlet: 25mm BSP(F), BS EN671-1 : 2012, Material: Mild Steel, Carton Box (Dwg No. 80800402) |  |  |  | 8080040200001 | 0303880100000 | 2.0000 | nos. |  | 1.1 Complete Assembly - HR
[8080040200001] 25mm X 30m, Manual Fixed Extra Slim Hose Reel, C/W LPCB, EN694 Hose, 25mm Brass Jet/Spray Nozzle, Inlet 1m Hose And 2Nos Hose Adaptor, Inlet: 25mm BSP(F), BS EN671-1 : 2012, Material: Mild Steel, Carton Box (Dwg No. 80800402) |  |  |  | 8080040200001 | 0320420400000 | 2.0000 | nos. |  | 1.1 Complete Assembly - HR
[8080040200001] 25mm X 30m, Manual Fixed Extra Slim Hose Reel, C/W LPCB, EN694 Hose, 25mm Brass Jet/Spray Nozzle, Inlet 1m Hose And 2Nos Hose Adaptor, Inlet: 25mm BSP(F), BS EN671-1 : 2012, Material: Mild Steel, Carton Box (Dwg No. 80800402) |  |  |  | 8080040200001 | 0304751900000 | 1.0000 | pcs |  | 1.1 Complete Assembly - HR
[8080040200001] 25mm X 30m, Manual Fixed Extra Slim Hose Reel, C/W LPCB, EN694 Hose, 25mm Brass Jet/Spray Nozzle, Inlet 1m Hose And 2Nos Hose Adaptor, Inlet: 25mm BSP(F), BS EN671-1 : 2012, Material: Mild Steel, Carton Box (Dwg No. 80800402) |  |  |  | 8080040200001 | 0306520000000 | 1.0000 | nos. |  | 1.1 Complete Assembly - HR
[8080040200001] 25mm X 30m, Manual Fixed Extra Slim Hose Reel, C/W LPCB, EN694 Hose, 25mm Brass Jet/Spray Nozzle, Inlet 1m Hose And 2Nos Hose Adaptor, Inlet: 25mm BSP(F), BS EN671-1 : 2012, Material: Mild Steel, Carton Box (Dwg No. 80800402) |  |  |  | 8080040200001 | 0321170000000 | 1.0000 | nos. |  | 1.1 Complete Assembly - HR
[8080040200001] 25mm X 30m, Manual Fixed Extra Slim Hose Reel, C/W LPCB, EN694 Hose, 25mm Brass Jet/Spray Nozzle, Inlet 1m Hose And 2Nos Hose Adaptor, Inlet: 25mm BSP(F), BS EN671-1 : 2012, Material: Mild Steel, Carton Box (Dwg No. 80800402) |  |  |  | 8080040200001 | 0301340000000 | 10.0000 | nos. |  | 1.1 Complete Assembly - HR
[8080040200001] 25mm X 30m, Manual Fixed Extra Slim Hose Reel, C/W LPCB, EN694 Hose, 25mm Brass Jet/Spray Nozzle, Inlet 1m Hose And 2Nos Hose Adaptor, Inlet: 25mm BSP(F), BS EN671-1 : 2012, Material: Mild Steel, Carton Box (Dwg No. 80800402) |  |  |  | 8080040200001 | 0300710000000 | 1.0000 | nos. |  | 1.1 Complete Assembly - HR
[8080040200001] 25mm X 30m, Manual Fixed Extra Slim Hose Reel, C/W LPCB, EN694 Hose, 25mm Brass Jet/Spray Nozzle, Inlet 1m Hose And 2Nos Hose Adaptor, Inlet: 25mm BSP(F), BS EN671-1 : 2012, Material: Mild Steel, Carton Box (Dwg No. 80800402) |  |  |  | 8080040200001 | 0301300000000 | 1.0000 | nos. |  | 1.1 Complete Assembly - HR
[8080040200001] 25mm X 30m, Manual Fixed Extra Slim Hose Reel, C/W LPCB, EN694 Hose, 25mm Brass Jet/Spray Nozzle, Inlet 1m Hose And 2Nos Hose Adaptor, Inlet: 25mm BSP(F), BS EN671-1 : 2012, Material: Mild Steel, Carton Box (Dwg No. 80800402) |  |  |  | 8080040200001 | 0301320000000 | 2.0000 | nos. |  | 1.1 Complete Assembly - HR
[8080040200001] 25mm X 30m, Manual Fixed Extra Slim Hose Reel, C/W LPCB, EN694 Hose, 25mm Brass Jet/Spray Nozzle, Inlet 1m Hose And 2Nos Hose Adaptor, Inlet: 25mm BSP(F), BS EN671-1 : 2012, Material: Mild Steel, Carton Box (Dwg No. 80800402) |  |  |  | 8080040200001 | 0323070000000 | 2.0000 | nos. |  | 1.1 Complete Assembly - HR
[8080040200001] 25mm X 30m, Manual Fixed Extra Slim Hose Reel, C/W LPCB, EN694 Hose, 25mm Brass Jet/Spray Nozzle, Inlet 1m Hose And 2Nos Hose Adaptor, Inlet: 25mm BSP(F), BS EN671-1 : 2012, Material: Mild Steel, Carton Box (Dwg No. 80800402) |  |  |  | 8080040200001 | 0322320700000 | 1.0000 | nos. |  | 1.1 Complete Assembly - HR
[8080040200001] 25mm X 30m, Manual Fixed Extra Slim Hose Reel, C/W LPCB, EN694 Hose, 25mm Brass Jet/Spray Nozzle, Inlet 1m Hose And 2Nos Hose Adaptor, Inlet: 25mm BSP(F), BS EN671-1 : 2012, Material: Mild Steel, Carton Box (Dwg No. 80800402) |  |  |  | 8080040200001 | 0321160000000 | 1.0000 | nos. |  | 1.1 Complete Assembly - HR
[8080040200001] 25mm X 30m, Manual Fixed Extra Slim Hose Reel, C/W LPCB, EN694 Hose, 25mm Brass Jet/Spray Nozzle, Inlet 1m Hose And 2Nos Hose Adaptor, Inlet: 25mm BSP(F), BS EN671-1 : 2012, Material: Mild Steel, Carton Box (Dwg No. 80800402) |  |  |  | 8080040200001 | 0300540000000 | 2.0000 | nos. |  | 1.1 Complete Assembly - HR
[8080040200001] 25mm X 30m, Manual Fixed Extra Slim Hose Reel, C/W LPCB, EN694 Hose, 25mm Brass Jet/Spray Nozzle, Inlet 1m Hose And 2Nos Hose Adaptor, Inlet: 25mm BSP(F), BS EN671-1 : 2012, Material: Mild Steel, Carton Box (Dwg No. 80800402) |  |  |  | 8080040200001 | 0300330000000 | 1.0000 | nos. |  | 1.1 Complete Assembly - HR
[8080040200001] 25mm X 30m, Manual Fixed Extra Slim Hose Reel, C/W LPCB, EN694 Hose, 25mm Brass Jet/Spray Nozzle, Inlet 1m Hose And 2Nos Hose Adaptor, Inlet: 25mm BSP(F), BS EN671-1 : 2012, Material: Mild Steel, Carton Box (Dwg No. 80800402) |  |  |  | 8080040200001 | 0310080000000 | 1.0000 | nos. |  | 1.1 Complete Assembly - HR
[8080040200001] 25mm X 30m, Manual Fixed Extra Slim Hose Reel, C/W LPCB, EN694 Hose, 25mm Brass Jet/Spray Nozzle, Inlet 1m Hose And 2Nos Hose Adaptor, Inlet: 25mm BSP(F), BS EN671-1 : 2012, Material: Mild Steel, Carton Box (Dwg No. 80800402) |  |  |  | 8080040200001 | 0305380000000 | 1.0000 | nos. |  | 1.1 Complete Assembly - HR
[8080040200001] 25mm X 30m, Manual Fixed Extra Slim Hose Reel, C/W LPCB, EN694 Hose, 25mm Brass Jet/Spray Nozzle, Inlet 1m Hose And 2Nos Hose Adaptor, Inlet: 25mm BSP(F), BS EN671-1 : 2012, Material: Mild Steel, Carton Box (Dwg No. 80800402) |  |  |  | 8080040200001 | 0300332100000 | 1.0000 | nos. |  | 1.1 Complete Assembly - HR
[8080040200001] 25mm X 30m, Manual Fixed Extra Slim Hose Reel, C/W LPCB, EN694 Hose, 25mm Brass Jet/Spray Nozzle, Inlet 1m Hose And 2Nos Hose Adaptor, Inlet: 25mm BSP(F), BS EN671-1 : 2012, Material: Mild Steel, Carton Box (Dwg No. 80800402) |  |  |  | 8080040200001 | 0303880300000 | 1.0000 | nos. |  | 1.1 Complete Assembly - HR
[8080040200001] 25mm X 30m, Manual Fixed Extra Slim Hose Reel, C/W LPCB, EN694 Hose, 25mm Brass Jet/Spray Nozzle, Inlet 1m Hose And 2Nos Hose Adaptor, Inlet: 25mm BSP(F), BS EN671-1 : 2012, Material: Mild Steel, Carton Box (Dwg No. 80800402) |  |  |  | 8080040200001 | 0311440000000 | 1.0000 | nos. |  | 1.1 Complete Assembly - HR
[8080040200001] 25mm X 30m, Manual Fixed Extra Slim Hose Reel, C/W LPCB, EN694 Hose, 25mm Brass Jet/Spray Nozzle, Inlet 1m Hose And 2Nos Hose Adaptor, Inlet: 25mm BSP(F), BS EN671-1 : 2012, Material: Mild Steel, Carton Box (Dwg No. 80800402) |  |  |  | 8080040200001 | 0317260000000 | 1.0000 | nos. |  | 1.1 Complete Assembly - HR
[8080040300000] 25mm x 30m Automatic Fixed Super Slim Hose Reel c/w LPCB, EN694 Hose, 25mm Brass Chrome Jet Nozzle, Inlet: 25mm BSP(F), BS EN671-1 : 2012 c/w Carton Box, Material EG (Dwg No. 80800403) |  |  |  | 8080040300000 | 0301300000000 | 1.0000 | nos. |  | 1.1 Complete Assembly - HR
[8080040300000] 25mm x 30m Automatic Fixed Super Slim Hose Reel c/w LPCB, EN694 Hose, 25mm Brass Chrome Jet Nozzle, Inlet: 25mm BSP(F), BS EN671-1 : 2012 c/w Carton Box, Material EG (Dwg No. 80800403) |  |  |  | 8080040300000 | 0320420400000 | 2.0000 | nos. |  | 1.1 Complete Assembly - HR
[8080040300000] 25mm x 30m Automatic Fixed Super Slim Hose Reel c/w LPCB, EN694 Hose, 25mm Brass Chrome Jet Nozzle, Inlet: 25mm BSP(F), BS EN671-1 : 2012 c/w Carton Box, Material EG (Dwg No. 80800403) |  |  |  | 8080040300000 | 0300710400000 | 1.0000 | nos. |  | 1.1 Complete Assembly - HR
[8080040300000] 25mm x 30m Automatic Fixed Super Slim Hose Reel c/w LPCB, EN694 Hose, 25mm Brass Chrome Jet Nozzle, Inlet: 25mm BSP(F), BS EN671-1 : 2012 c/w Carton Box, Material EG (Dwg No. 80800403) |  |  |  | 8080040300000 | 0303880300000 | 1.0000 | nos. |  | 1.1 Complete Assembly - HR
[8080040300000] 25mm x 30m Automatic Fixed Super Slim Hose Reel c/w LPCB, EN694 Hose, 25mm Brass Chrome Jet Nozzle, Inlet: 25mm BSP(F), BS EN671-1 : 2012 c/w Carton Box, Material EG (Dwg No. 80800403) |  |  |  | 8080040300000 | 0305380000000 | 1.0000 | nos. |  | 1.1 Complete Assembly - HR
[8080040300000] 25mm x 30m Automatic Fixed Super Slim Hose Reel c/w LPCB, EN694 Hose, 25mm Brass Chrome Jet Nozzle, Inlet: 25mm BSP(F), BS EN671-1 : 2012 c/w Carton Box, Material EG (Dwg No. 80800403) |  |  |  | 8080040300000 | 0311440000000 | 1.0000 | nos. |  | 1.1 Complete Assembly - HR
[8080040300000] 25mm x 30m Automatic Fixed Super Slim Hose Reel c/w LPCB, EN694 Hose, 25mm Brass Chrome Jet Nozzle, Inlet: 25mm BSP(F), BS EN671-1 : 2012 c/w Carton Box, Material EG (Dwg No. 80800403) |  |  |  | 8080040300000 | 0303880100000 | 2.0000 | nos. |  | 1.1 Complete Assembly - HR
[8080040300000] 25mm x 30m Automatic Fixed Super Slim Hose Reel c/w LPCB, EN694 Hose, 25mm Brass Chrome Jet Nozzle, Inlet: 25mm BSP(F), BS EN671-1 : 2012 c/w Carton Box, Material EG (Dwg No. 80800403) |  |  |  | 8080040300000 | 0322320700000 | 1.0000 | nos. |  | 1.1 Complete Assembly - HR
[8080040300000] 25mm x 30m Automatic Fixed Super Slim Hose Reel c/w LPCB, EN694 Hose, 25mm Brass Chrome Jet Nozzle, Inlet: 25mm BSP(F), BS EN671-1 : 2012 c/w Carton Box, Material EG (Dwg No. 80800403) |  |  |  | 8080040300000 | 0301340000000 | 10.0000 | nos. |  | 1.1 Complete Assembly - HR
[8080040300000] 25mm x 30m Automatic Fixed Super Slim Hose Reel c/w LPCB, EN694 Hose, 25mm Brass Chrome Jet Nozzle, Inlet: 25mm BSP(F), BS EN671-1 : 2012 c/w Carton Box, Material EG (Dwg No. 80800403) |  |  |  | 8080040300000 | 0321170000000 | 1.0000 | nos. |  | 1.1 Complete Assembly - HR
[8080040300000] 25mm x 30m Automatic Fixed Super Slim Hose Reel c/w LPCB, EN694 Hose, 25mm Brass Chrome Jet Nozzle, Inlet: 25mm BSP(F), BS EN671-1 : 2012 c/w Carton Box, Material EG (Dwg No. 80800403) |  |  |  | 8080040300000 | 0300332100000 | 1.0000 | nos. |  | 1.1 Complete Assembly - HR
[8080040300000] 25mm x 30m Automatic Fixed Super Slim Hose Reel c/w LPCB, EN694 Hose, 25mm Brass Chrome Jet Nozzle, Inlet: 25mm BSP(F), BS EN671-1 : 2012 c/w Carton Box, Material EG (Dwg No. 80800403) |  |  |  | 8080040300000 | 0323070000000 | 2.0000 | nos. |  | 1.1 Complete Assembly - HR
[8080040300000] 25mm x 30m Automatic Fixed Super Slim Hose Reel c/w LPCB, EN694 Hose, 25mm Brass Chrome Jet Nozzle, Inlet: 25mm BSP(F), BS EN671-1 : 2012 c/w Carton Box, Material EG (Dwg No. 80800403) |  |  |  | 8080040300000 | 0300330000000 | 1.0000 | nos. |  | 1.1 Complete Assembly - HR
[8080040300000] 25mm x 30m Automatic Fixed Super Slim Hose Reel c/w LPCB, EN694 Hose, 25mm Brass Chrome Jet Nozzle, Inlet: 25mm BSP(F), BS EN671-1 : 2012 c/w Carton Box, Material EG (Dwg No. 80800403) |  |  |  | 8080040300000 | 0300840000000 | 1.0000 | nos. |  | 1.1 Complete Assembly - HR
[8080040300000] 25mm x 30m Automatic Fixed Super Slim Hose Reel c/w LPCB, EN694 Hose, 25mm Brass Chrome Jet Nozzle, Inlet: 25mm BSP(F), BS EN671-1 : 2012 c/w Carton Box, Material EG (Dwg No. 80800403) |  |  |  | 8080040300000 | 0306520100000 | 1.0000 | nos. |  | 1.1 Complete Assembly - HR
[8080040300000] 25mm x 30m Automatic Fixed Super Slim Hose Reel c/w LPCB, EN694 Hose, 25mm Brass Chrome Jet Nozzle, Inlet: 25mm BSP(F), BS EN671-1 : 2012 c/w Carton Box, Material EG (Dwg No. 80800403) |  |  |  | 8080040300000 | 0310080100000 | 1.0000 | nos. |  | 1.1 Complete Assembly - HR
[8080040300000] 25mm x 30m Automatic Fixed Super Slim Hose Reel c/w LPCB, EN694 Hose, 25mm Brass Chrome Jet Nozzle, Inlet: 25mm BSP(F), BS EN671-1 : 2012 c/w Carton Box, Material EG (Dwg No. 80800403) |  |  |  | 8080040300000 | 0301320000000 | 2.0000 | nos. |  | 1.1 Complete Assembly - HR
[8080040300000] 25mm x 30m Automatic Fixed Super Slim Hose Reel c/w LPCB, EN694 Hose, 25mm Brass Chrome Jet Nozzle, Inlet: 25mm BSP(F), BS EN671-1 : 2012 c/w Carton Box, Material EG (Dwg No. 80800403) |  |  |  | 8080040300000 | 0305520100000 | 1.0000 | nos. |  | 1.1 Complete Assembly - HR
[8080040300000] 25mm x 30m Automatic Fixed Super Slim Hose Reel c/w LPCB, EN694 Hose, 25mm Brass Chrome Jet Nozzle, Inlet: 25mm BSP(F), BS EN671-1 : 2012 c/w Carton Box, Material EG (Dwg No. 80800403) |  |  |  | 8080040300000 | 0300540000000 | 2.0000 | nos. |  | 1.1 Complete Assembly - HR
[8080040300000] 25mm x 30m Automatic Fixed Super Slim Hose Reel c/w LPCB, EN694 Hose, 25mm Brass Chrome Jet Nozzle, Inlet: 25mm BSP(F), BS EN671-1 : 2012 c/w Carton Box, Material EG (Dwg No. 80800403) |  |  |  | 8080040300000 | 0307250200000 | 1.0000 | nos. |  | 1.1 Complete Assembly - HR
[8080040300000] 25mm x 30m Automatic Fixed Super Slim Hose Reel c/w LPCB, EN694 Hose, 25mm Brass Chrome Jet Nozzle, Inlet: 25mm BSP(F), BS EN671-1 : 2012 c/w Carton Box, Material EG (Dwg No. 80800403) |  |  |  | 8080040300000 | 0321160000000 | 1.0000 | nos. |  | 1.1 Complete Assembly - HR
[8080040300001] 25mm x 30m Automatic Fixed Super Slim Hose Reel c/w LPCB, EN694 Hose, 25mm Brass Jet/Spray Nozzle, Inlet: 25mm BSP(F), BS EN671-1 : 2012 c/w Carton Box. Material EG (Dwg No. 80800403) |  |  |  | 8080040300001 | 0322320700000 | 1.0000 | nos. |  | 1.1 Complete Assembly - HR
[8080040300001] 25mm x 30m Automatic Fixed Super Slim Hose Reel c/w LPCB, EN694 Hose, 25mm Brass Jet/Spray Nozzle, Inlet: 25mm BSP(F), BS EN671-1 : 2012 c/w Carton Box. Material EG (Dwg No. 80800403) |  |  |  | 8080040300001 | 0307250200000 | 1.0000 | nos. |  | 1.1 Complete Assembly - HR
[8080040300001] 25mm x 30m Automatic Fixed Super Slim Hose Reel c/w LPCB, EN694 Hose, 25mm Brass Jet/Spray Nozzle, Inlet: 25mm BSP(F), BS EN671-1 : 2012 c/w Carton Box. Material EG (Dwg No. 80800403) |  |  |  | 8080040300001 | 0303880100000 | 2.0000 | nos. |  | 1.1 Complete Assembly - HR
[8080040300001] 25mm x 30m Automatic Fixed Super Slim Hose Reel c/w LPCB, EN694 Hose, 25mm Brass Jet/Spray Nozzle, Inlet: 25mm BSP(F), BS EN671-1 : 2012 c/w Carton Box. Material EG (Dwg No. 80800403) |  |  |  | 8080040300001 | 0306520100000 | 1.0000 | nos. |  | 1.1 Complete Assembly - HR
[8080040300001] 25mm x 30m Automatic Fixed Super Slim Hose Reel c/w LPCB, EN694 Hose, 25mm Brass Jet/Spray Nozzle, Inlet: 25mm BSP(F), BS EN671-1 : 2012 c/w Carton Box. Material EG (Dwg No. 80800403) |  |  |  | 8080040300001 | 0300330000000 | 1.0000 | nos. |  | 1.1 Complete Assembly - HR
[8080040300001] 25mm x 30m Automatic Fixed Super Slim Hose Reel c/w LPCB, EN694 Hose, 25mm Brass Jet/Spray Nozzle, Inlet: 25mm BSP(F), BS EN671-1 : 2012 c/w Carton Box. Material EG (Dwg No. 80800403) |  |  |  | 8080040300001 | 0311440000000 | 1.0000 | nos. |  | 1.1 Complete Assembly - HR
[8080040300001] 25mm x 30m Automatic Fixed Super Slim Hose Reel c/w LPCB, EN694 Hose, 25mm Brass Jet/Spray Nozzle, Inlet: 25mm BSP(F), BS EN671-1 : 2012 c/w Carton Box. Material EG (Dwg No. 80800403) |  |  |  | 8080040300001 | 0323070000000 | 2.0000 | nos. |  | 1.1 Complete Assembly - HR
[8080040300001] 25mm x 30m Automatic Fixed Super Slim Hose Reel c/w LPCB, EN694 Hose, 25mm Brass Jet/Spray Nozzle, Inlet: 25mm BSP(F), BS EN671-1 : 2012 c/w Carton Box. Material EG (Dwg No. 80800403) |  |  |  | 8080040300001 | 0317260000000 | 1.0000 | nos. |  | 1.1 Complete Assembly - HR
[8080040300001] 25mm x 30m Automatic Fixed Super Slim Hose Reel c/w LPCB, EN694 Hose, 25mm Brass Jet/Spray Nozzle, Inlet: 25mm BSP(F), BS EN671-1 : 2012 c/w Carton Box. Material EG (Dwg No. 80800403) |  |  |  | 8080040300001 | 0321170000000 | 1.0000 | nos. |  | 1.1 Complete Assembly - HR
[8080040300001] 25mm x 30m Automatic Fixed Super Slim Hose Reel c/w LPCB, EN694 Hose, 25mm Brass Jet/Spray Nozzle, Inlet: 25mm BSP(F), BS EN671-1 : 2012 c/w Carton Box. Material EG (Dwg No. 80800403) |  |  |  | 8080040300001 | 0300710400000 | 1.0000 | nos. |  | 1.1 Complete Assembly - HR
[8080040300001] 25mm x 30m Automatic Fixed Super Slim Hose Reel c/w LPCB, EN694 Hose, 25mm Brass Jet/Spray Nozzle, Inlet: 25mm BSP(F), BS EN671-1 : 2012 c/w Carton Box. Material EG (Dwg No. 80800403) |  |  |  | 8080040300001 | 0310080100000 | 1.0000 | nos. |  | 1.1 Complete Assembly - HR
[8080040300001] 25mm x 30m Automatic Fixed Super Slim Hose Reel c/w LPCB, EN694 Hose, 25mm Brass Jet/Spray Nozzle, Inlet: 25mm BSP(F), BS EN671-1 : 2012 c/w Carton Box. Material EG (Dwg No. 80800403) |  |  |  | 8080040300001 | 0300332100000 | 1.0000 | nos. |  | 1.1 Complete Assembly - HR
[8080040300001] 25mm x 30m Automatic Fixed Super Slim Hose Reel c/w LPCB, EN694 Hose, 25mm Brass Jet/Spray Nozzle, Inlet: 25mm BSP(F), BS EN671-1 : 2012 c/w Carton Box. Material EG (Dwg No. 80800403) |  |  |  | 8080040300001 | 0301300000000 | 1.0000 | nos. |  | 1.1 Complete Assembly - HR
[8080040300001] 25mm x 30m Automatic Fixed Super Slim Hose Reel c/w LPCB, EN694 Hose, 25mm Brass Jet/Spray Nozzle, Inlet: 25mm BSP(F), BS EN671-1 : 2012 c/w Carton Box. Material EG (Dwg No. 80800403) |  |  |  | 8080040300001 | 0300540000000 | 2.0000 | nos. |  | 1.1 Complete Assembly - HR
[8080040300001] 25mm x 30m Automatic Fixed Super Slim Hose Reel c/w LPCB, EN694 Hose, 25mm Brass Jet/Spray Nozzle, Inlet: 25mm BSP(F), BS EN671-1 : 2012 c/w Carton Box. Material EG (Dwg No. 80800403) |  |  |  | 8080040300001 | 0320420400000 | 2.0000 | nos. |  | 1.1 Complete Assembly - HR
[8080040300001] 25mm x 30m Automatic Fixed Super Slim Hose Reel c/w LPCB, EN694 Hose, 25mm Brass Jet/Spray Nozzle, Inlet: 25mm BSP(F), BS EN671-1 : 2012 c/w Carton Box. Material EG (Dwg No. 80800403) |  |  |  | 8080040300001 | 0303880300000 | 1.0000 | nos. |  | 1.1 Complete Assembly - HR
[8080040300001] 25mm x 30m Automatic Fixed Super Slim Hose Reel c/w LPCB, EN694 Hose, 25mm Brass Jet/Spray Nozzle, Inlet: 25mm BSP(F), BS EN671-1 : 2012 c/w Carton Box. Material EG (Dwg No. 80800403) |  |  |  | 8080040300001 | 0305520100000 | 1.0000 | nos. |  | 1.1 Complete Assembly - HR
[8080040300001] 25mm x 30m Automatic Fixed Super Slim Hose Reel c/w LPCB, EN694 Hose, 25mm Brass Jet/Spray Nozzle, Inlet: 25mm BSP(F), BS EN671-1 : 2012 c/w Carton Box. Material EG (Dwg No. 80800403) |  |  |  | 8080040300001 | 0301320000000 | 2.0000 | nos. |  | 1.1 Complete Assembly - HR
[8080040300001] 25mm x 30m Automatic Fixed Super Slim Hose Reel c/w LPCB, EN694 Hose, 25mm Brass Jet/Spray Nozzle, Inlet: 25mm BSP(F), BS EN671-1 : 2012 c/w Carton Box. Material EG (Dwg No. 80800403) |  |  |  | 8080040300001 | 0305380000000 | 1.0000 | nos. |  | 1.1 Complete Assembly - HR
[8080040300001] 25mm x 30m Automatic Fixed Super Slim Hose Reel c/w LPCB, EN694 Hose, 25mm Brass Jet/Spray Nozzle, Inlet: 25mm BSP(F), BS EN671-1 : 2012 c/w Carton Box. Material EG (Dwg No. 80800403) |  |  |  | 8080040300001 | 0321160000000 | 1.0000 | nos. |  | 1.1 Complete Assembly - HR
[8080040300001] 25mm x 30m Automatic Fixed Super Slim Hose Reel c/w LPCB, EN694 Hose, 25mm Brass Jet/Spray Nozzle, Inlet: 25mm BSP(F), BS EN671-1 : 2012 c/w Carton Box. Material EG (Dwg No. 80800403) |  |  |  | 8080040300001 | 0301340000000 | 10.0000 | nos. |  | 1.1 Complete Assembly - HR
[8080040300002] 25mm x 30m Automatic Fixed Super Slim Hose Reel c/w LPCB, EN694 Hose, 25mm Plastic Jet/Spray Nozzle, Inlet: 25mm BSP(F), BS EN671-1 : 2012 c/w Carton Box, Material EG (Dwg No. 80800403) |  |  |  | 8080040300002 | 0305520100000 | 1.0000 | nos. |  | 1.1 Complete Assembly - HR
[8080040300002] 25mm x 30m Automatic Fixed Super Slim Hose Reel c/w LPCB, EN694 Hose, 25mm Plastic Jet/Spray Nozzle, Inlet: 25mm BSP(F), BS EN671-1 : 2012 c/w Carton Box, Material EG (Dwg No. 80800403) |  |  |  | 8080040300002 | 0305380000000 | 1.0000 | nos. |  | 1.1 Complete Assembly - HR
[8080040300002] 25mm x 30m Automatic Fixed Super Slim Hose Reel c/w LPCB, EN694 Hose, 25mm Plastic Jet/Spray Nozzle, Inlet: 25mm BSP(F), BS EN671-1 : 2012 c/w Carton Box, Material EG (Dwg No. 80800403) |  |  |  | 8080040300002 | 0303880100000 | 2.0000 | nos. |  | 1.1 Complete Assembly - HR
[8080040300002] 25mm x 30m Automatic Fixed Super Slim Hose Reel c/w LPCB, EN694 Hose, 25mm Plastic Jet/Spray Nozzle, Inlet: 25mm BSP(F), BS EN671-1 : 2012 c/w Carton Box, Material EG (Dwg No. 80800403) |  |  |  | 8080040300002 | 0320420400000 | 2.0000 | nos. |  | 1.1 Complete Assembly - HR
[8080040300002] 25mm x 30m Automatic Fixed Super Slim Hose Reel c/w LPCB, EN694 Hose, 25mm Plastic Jet/Spray Nozzle, Inlet: 25mm BSP(F), BS EN671-1 : 2012 c/w Carton Box, Material EG (Dwg No. 80800403) |  |  |  | 8080040300002 | 0321160000000 | 1.0000 | nos. |  | 1.1 Complete Assembly - HR
[8080040300002] 25mm x 30m Automatic Fixed Super Slim Hose Reel c/w LPCB, EN694 Hose, 25mm Plastic Jet/Spray Nozzle, Inlet: 25mm BSP(F), BS EN671-1 : 2012 c/w Carton Box, Material EG (Dwg No. 80800403) |  |  |  | 8080040300002 | 0322320700000 | 1.0000 | nos. |  | 1.1 Complete Assembly - HR
[8080040300002] 25mm x 30m Automatic Fixed Super Slim Hose Reel c/w LPCB, EN694 Hose, 25mm Plastic Jet/Spray Nozzle, Inlet: 25mm BSP(F), BS EN671-1 : 2012 c/w Carton Box, Material EG (Dwg No. 80800403) |  |  |  | 8080040300002 | 0323070000000 | 2.0000 | nos. |  | 1.1 Complete Assembly - HR
[8080040300002] 25mm x 30m Automatic Fixed Super Slim Hose Reel c/w LPCB, EN694 Hose, 25mm Plastic Jet/Spray Nozzle, Inlet: 25mm BSP(F), BS EN671-1 : 2012 c/w Carton Box, Material EG (Dwg No. 80800403) |  |  |  | 8080040300002 | 0300850200000 | 1.0000 | nos. |  | 1.1 Complete Assembly - HR
[8080040300002] 25mm x 30m Automatic Fixed Super Slim Hose Reel c/w LPCB, EN694 Hose, 25mm Plastic Jet/Spray Nozzle, Inlet: 25mm BSP(F), BS EN671-1 : 2012 c/w Carton Box, Material EG (Dwg No. 80800403) |  |  |  | 8080040300002 | 0301340000000 | 10.0000 | nos. |  | 1.1 Complete Assembly - HR
[8080040300002] 25mm x 30m Automatic Fixed Super Slim Hose Reel c/w LPCB, EN694 Hose, 25mm Plastic Jet/Spray Nozzle, Inlet: 25mm BSP(F), BS EN671-1 : 2012 c/w Carton Box, Material EG (Dwg No. 80800403) |  |  |  | 8080040300002 | 0300330000000 | 1.0000 | nos. |  | 1.1 Complete Assembly - HR
[8080040300002] 25mm x 30m Automatic Fixed Super Slim Hose Reel c/w LPCB, EN694 Hose, 25mm Plastic Jet/Spray Nozzle, Inlet: 25mm BSP(F), BS EN671-1 : 2012 c/w Carton Box, Material EG (Dwg No. 80800403) |  |  |  | 8080040300002 | 0310080100000 | 1.0000 | nos. |  | 1.1 Complete Assembly - HR
[8080040300002] 25mm x 30m Automatic Fixed Super Slim Hose Reel c/w LPCB, EN694 Hose, 25mm Plastic Jet/Spray Nozzle, Inlet: 25mm BSP(F), BS EN671-1 : 2012 c/w Carton Box, Material EG (Dwg No. 80800403) |  |  |  | 8080040300002 | 0301320000000 | 3.0000 | nos. |  | 1.1 Complete Assembly - HR
[8080040300002] 25mm x 30m Automatic Fixed Super Slim Hose Reel c/w LPCB, EN694 Hose, 25mm Plastic Jet/Spray Nozzle, Inlet: 25mm BSP(F), BS EN671-1 : 2012 c/w Carton Box, Material EG (Dwg No. 80800403) |  |  |  | 8080040300002 | 0300332100000 | 1.0000 | nos. |  | 1.1 Complete Assembly - HR
[8080040300002] 25mm x 30m Automatic Fixed Super Slim Hose Reel c/w LPCB, EN694 Hose, 25mm Plastic Jet/Spray Nozzle, Inlet: 25mm BSP(F), BS EN671-1 : 2012 c/w Carton Box, Material EG (Dwg No. 80800403) |  |  |  | 8080040300002 | 0307250200000 | 1.0000 | nos. |  | 1.1 Complete Assembly - HR
[8080040300002] 25mm x 30m Automatic Fixed Super Slim Hose Reel c/w LPCB, EN694 Hose, 25mm Plastic Jet/Spray Nozzle, Inlet: 25mm BSP(F), BS EN671-1 : 2012 c/w Carton Box, Material EG (Dwg No. 80800403) |  |  |  | 8080040300002 | 0301300000000 | 1.0000 | nos. |  | 1.1 Complete Assembly - HR
[8080040300002] 25mm x 30m Automatic Fixed Super Slim Hose Reel c/w LPCB, EN694 Hose, 25mm Plastic Jet/Spray Nozzle, Inlet: 25mm BSP(F), BS EN671-1 : 2012 c/w Carton Box, Material EG (Dwg No. 80800403) |  |  |  | 8080040300002 | 0300540000000 | 2.0000 | nos. |  | 1.1 Complete Assembly - HR
[8080040300002] 25mm x 30m Automatic Fixed Super Slim Hose Reel c/w LPCB, EN694 Hose, 25mm Plastic Jet/Spray Nozzle, Inlet: 25mm BSP(F), BS EN671-1 : 2012 c/w Carton Box, Material EG (Dwg No. 80800403) |  |  |  | 8080040300002 | 0300710400000 | 1.0000 | nos. |  | 1.1 Complete Assembly - HR
[8080040300002] 25mm x 30m Automatic Fixed Super Slim Hose Reel c/w LPCB, EN694 Hose, 25mm Plastic Jet/Spray Nozzle, Inlet: 25mm BSP(F), BS EN671-1 : 2012 c/w Carton Box, Material EG (Dwg No. 80800403) |  |  |  | 8080040300002 | 0306520100000 | 1.0000 | nos. |  | 1.1 Complete Assembly - HR
[8080040300002] 25mm x 30m Automatic Fixed Super Slim Hose Reel c/w LPCB, EN694 Hose, 25mm Plastic Jet/Spray Nozzle, Inlet: 25mm BSP(F), BS EN671-1 : 2012 c/w Carton Box, Material EG (Dwg No. 80800403) |  |  |  | 8080040300002 | 0321170000000 | 1.0000 | nos. |  | 1.1 Complete Assembly - HR
[8080040300002] 25mm x 30m Automatic Fixed Super Slim Hose Reel c/w LPCB, EN694 Hose, 25mm Plastic Jet/Spray Nozzle, Inlet: 25mm BSP(F), BS EN671-1 : 2012 c/w Carton Box, Material EG (Dwg No. 80800403) |  |  |  | 8080040300002 | 0311440000000 | 1.0000 | nos. |  | 1.1 Complete Assembly - HR
[8080050000000] 25mm x 30m Automatic Swing Slim Hose Reel c/w LPCB, EN694 Hose, 25mm Brass Chrome Jet Nozzle, Inlet: 25mm BSP(F), BS EN671-1 : 2012 c/w Carton Box, Materials EG (Dwg No. 80800500) |  |  |  | 8080050000000 | 0303880100000 | 2.0000 | nos. |  | 1.1 Complete Assembly - HR
[8080050000000] 25mm x 30m Automatic Swing Slim Hose Reel c/w LPCB, EN694 Hose, 25mm Brass Chrome Jet Nozzle, Inlet: 25mm BSP(F), BS EN671-1 : 2012 c/w Carton Box, Materials EG (Dwg No. 80800500) |  |  |  | 8080050000000 | 0303880300000 | 1.0000 | nos. |  | 1.1 Complete Assembly - HR
[8080050000000] 25mm x 30m Automatic Swing Slim Hose Reel c/w LPCB, EN694 Hose, 25mm Brass Chrome Jet Nozzle, Inlet: 25mm BSP(F), BS EN671-1 : 2012 c/w Carton Box, Materials EG (Dwg No. 80800500) |  |  |  | 8080050000000 | 0323771900000 | 4.0000 | set |  | 1.1 Complete Assembly - HR
[8080050000000] 25mm x 30m Automatic Swing Slim Hose Reel c/w LPCB, EN694 Hose, 25mm Brass Chrome Jet Nozzle, Inlet: 25mm BSP(F), BS EN671-1 : 2012 c/w Carton Box, Materials EG (Dwg No. 80800500) |  |  |  | 8080050000000 | 0305320000000 | 1.0000 | nos. |  | 1.1 Complete Assembly - HR
[8080050000000] 25mm x 30m Automatic Swing Slim Hose Reel c/w LPCB, EN694 Hose, 25mm Brass Chrome Jet Nozzle, Inlet: 25mm BSP(F), BS EN671-1 : 2012 c/w Carton Box, Materials EG (Dwg No. 80800500) |  |  |  | 8080050000000 | 0300540000000 | 2.0000 | nos. |  | 1.1 Complete Assembly - HR
[8080050000000] 25mm x 30m Automatic Swing Slim Hose Reel c/w LPCB, EN694 Hose, 25mm Brass Chrome Jet Nozzle, Inlet: 25mm BSP(F), BS EN671-1 : 2012 c/w Carton Box, Materials EG (Dwg No. 80800500) |  |  |  | 8080050000000 | 0307250300000 | 1.0000 | nos. |  | 1.1 Complete Assembly - HR
[8080050000000] 25mm x 30m Automatic Swing Slim Hose Reel c/w LPCB, EN694 Hose, 25mm Brass Chrome Jet Nozzle, Inlet: 25mm BSP(F), BS EN671-1 : 2012 c/w Carton Box, Materials EG (Dwg No. 80800500) |  |  |  | 8080050000000 | 0305520100000 | 1.0000 | nos. |  | 1.1 Complete Assembly - HR
[8080050000000] 25mm x 30m Automatic Swing Slim Hose Reel c/w LPCB, EN694 Hose, 25mm Brass Chrome Jet Nozzle, Inlet: 25mm BSP(F), BS EN671-1 : 2012 c/w Carton Box, Materials EG (Dwg No. 80800500) |  |  |  | 8080050000000 | 0306520100000 | 1.0000 | nos. |  | 1.1 Complete Assembly - HR
[8080050000000] 25mm x 30m Automatic Swing Slim Hose Reel c/w LPCB, EN694 Hose, 25mm Brass Chrome Jet Nozzle, Inlet: 25mm BSP(F), BS EN671-1 : 2012 c/w Carton Box, Materials EG (Dwg No. 80800500) |  |  |  | 8080050000000 | 0320420400000 | 2.0000 | nos. |  | 1.1 Complete Assembly - HR
[8080050000000] 25mm x 30m Automatic Swing Slim Hose Reel c/w LPCB, EN694 Hose, 25mm Brass Chrome Jet Nozzle, Inlet: 25mm BSP(F), BS EN671-1 : 2012 c/w Carton Box, Materials EG (Dwg No. 80800500) |  |  |  | 8080050000000 | 0323070000000 | 2.0000 | nos. |  | 1.1 Complete Assembly - HR
[8080050000000] 25mm x 30m Automatic Swing Slim Hose Reel c/w LPCB, EN694 Hose, 25mm Brass Chrome Jet Nozzle, Inlet: 25mm BSP(F), BS EN671-1 : 2012 c/w Carton Box, Materials EG (Dwg No. 80800500) |  |  |  | 8080050000000 | 0311440000000 | 1.0000 | nos. |  | 1.1 Complete Assembly - HR
[8080050000000] 25mm x 30m Automatic Swing Slim Hose Reel c/w LPCB, EN694 Hose, 25mm Brass Chrome Jet Nozzle, Inlet: 25mm BSP(F), BS EN671-1 : 2012 c/w Carton Box, Materials EG (Dwg No. 80800500) |  |  |  | 8080050000000 | 0310060000000 | 1.0000 | nos. |  | 1.1 Complete Assembly - HR
[8080050000000] 25mm x 30m Automatic Swing Slim Hose Reel c/w LPCB, EN694 Hose, 25mm Brass Chrome Jet Nozzle, Inlet: 25mm BSP(F), BS EN671-1 : 2012 c/w Carton Box, Materials EG (Dwg No. 80800500) |  |  |  | 8080050000000 | 0301340000000 | 10.0000 | nos. |  | 1.1 Complete Assembly - HR
[8080050000000] 25mm x 30m Automatic Swing Slim Hose Reel c/w LPCB, EN694 Hose, 25mm Brass Chrome Jet Nozzle, Inlet: 25mm BSP(F), BS EN671-1 : 2012 c/w Carton Box, Materials EG (Dwg No. 80800500) |  |  |  | 8080050000000 | 0300332100000 | 1.0000 | nos. |  | 1.1 Complete Assembly - HR
[8080050000000] 25mm x 30m Automatic Swing Slim Hose Reel c/w LPCB, EN694 Hose, 25mm Brass Chrome Jet Nozzle, Inlet: 25mm BSP(F), BS EN671-1 : 2012 c/w Carton Box, Materials EG (Dwg No. 80800500) |  |  |  | 8080050000000 | 0301300000000 | 1.0000 | nos. |  | 1.1 Complete Assembly - HR
[8080050000000] 25mm x 30m Automatic Swing Slim Hose Reel c/w LPCB, EN694 Hose, 25mm Brass Chrome Jet Nozzle, Inlet: 25mm BSP(F), BS EN671-1 : 2012 c/w Carton Box, Materials EG (Dwg No. 80800500) |  |  |  | 8080050000000 | 0312350000000 | 4.0000 | nos. |  | 1.1 Complete Assembly - HR
[8080050000000] 25mm x 30m Automatic Swing Slim Hose Reel c/w LPCB, EN694 Hose, 25mm Brass Chrome Jet Nozzle, Inlet: 25mm BSP(F), BS EN671-1 : 2012 c/w Carton Box, Materials EG (Dwg No. 80800500) |  |  |  | 8080050000000 | 0307300100000 | 1.0000 | nos. |  | 1.1 Complete Assembly - HR
[8080050000000] 25mm x 30m Automatic Swing Slim Hose Reel c/w LPCB, EN694 Hose, 25mm Brass Chrome Jet Nozzle, Inlet: 25mm BSP(F), BS EN671-1 : 2012 c/w Carton Box, Materials EG (Dwg No. 80800500) |  |  |  | 8080050000000 | 0310010000000 | 1.0000 | nos. |  | 1.1 Complete Assembly - HR
[8080050000000] 25mm x 30m Automatic Swing Slim Hose Reel c/w LPCB, EN694 Hose, 25mm Brass Chrome Jet Nozzle, Inlet: 25mm BSP(F), BS EN671-1 : 2012 c/w Carton Box, Materials EG (Dwg No. 80800500) |  |  |  | 8080050000000 | 0310050100000 | 1.0000 | nos. |  | 1.1 Complete Assembly - HR
[8080050000000] 25mm x 30m Automatic Swing Slim Hose Reel c/w LPCB, EN694 Hose, 25mm Brass Chrome Jet Nozzle, Inlet: 25mm BSP(F), BS EN671-1 : 2012 c/w Carton Box, Materials EG (Dwg No. 80800500) |  |  |  | 8080050000000 | 0323772000000 | 4.0000 | nos. |  | 1.1 Complete Assembly - HR
[8080050000000] 25mm x 30m Automatic Swing Slim Hose Reel c/w LPCB, EN694 Hose, 25mm Brass Chrome Jet Nozzle, Inlet: 25mm BSP(F), BS EN671-1 : 2012 c/w Carton Box, Materials EG (Dwg No. 80800500) |  |  |  | 8080050000000 | 0300840000000 | 1.0000 | nos. |  | 1.1 Complete Assembly - HR
[8080050000000] 25mm x 30m Automatic Swing Slim Hose Reel c/w LPCB, EN694 Hose, 25mm Brass Chrome Jet Nozzle, Inlet: 25mm BSP(F), BS EN671-1 : 2012 c/w Carton Box, Materials EG (Dwg No. 80800500) |  |  |  | 8080050000000 | 0301320000000 | 2.0000 | nos. |  | 1.1 Complete Assembly - HR
[8080050000000] 25mm x 30m Automatic Swing Slim Hose Reel c/w LPCB, EN694 Hose, 25mm Brass Chrome Jet Nozzle, Inlet: 25mm BSP(F), BS EN671-1 : 2012 c/w Carton Box, Materials EG (Dwg No. 80800500) |  |  |  | 8080050000000 | 0300330000000 | 1.0000 | nos. |  | 1.1 Complete Assembly - HR
[8080050000000] 25mm x 30m Automatic Swing Slim Hose Reel c/w LPCB, EN694 Hose, 25mm Brass Chrome Jet Nozzle, Inlet: 25mm BSP(F), BS EN671-1 : 2012 c/w Carton Box, Materials EG (Dwg No. 80800500) |  |  |  | 8080050000000 | 0300710000000 | 1.0000 | nos. |  | 1.1 Complete Assembly - HR
[8080050000000] 25mm x 30m Automatic Swing Slim Hose Reel c/w LPCB, EN694 Hose, 25mm Brass Chrome Jet Nozzle, Inlet: 25mm BSP(F), BS EN671-1 : 2012 c/w Carton Box, Materials EG (Dwg No. 80800500) |  |  |  | 8080050000000 | 0322320700000 | 1.0000 | nos. |  | 1.1 Complete Assembly - HR
[8080050000001] 25mm x 30m Automatic Swing Slim Hose Reel c/w LPCB, EN694 Hose, 25mm Brass Jet/Spray Nozzle, Inlet: 25mm BSP(F), BS EN671-1 : 2012 c/w Carton Box, Materials EG (Dwg No. 80800500) |  |  |  | 8080050000001 | 0300540000000 | 2.0000 | nos. |  | 1.1 Complete Assembly - HR
[8080050000001] 25mm x 30m Automatic Swing Slim Hose Reel c/w LPCB, EN694 Hose, 25mm Brass Jet/Spray Nozzle, Inlet: 25mm BSP(F), BS EN671-1 : 2012 c/w Carton Box, Materials EG (Dwg No. 80800500) |  |  |  | 8080050000001 | 0303880100000 | 2.0000 | nos. |  | 1.1 Complete Assembly - HR
[8080050000001] 25mm x 30m Automatic Swing Slim Hose Reel c/w LPCB, EN694 Hose, 25mm Brass Jet/Spray Nozzle, Inlet: 25mm BSP(F), BS EN671-1 : 2012 c/w Carton Box, Materials EG (Dwg No. 80800500) |  |  |  | 8080050000001 | 0305520100000 | 1.0000 | nos. |  | 1.1 Complete Assembly - HR
[8080050000001] 25mm x 30m Automatic Swing Slim Hose Reel c/w LPCB, EN694 Hose, 25mm Brass Jet/Spray Nozzle, Inlet: 25mm BSP(F), BS EN671-1 : 2012 c/w Carton Box, Materials EG (Dwg No. 80800500) |  |  |  | 8080050000001 | 0320420400000 | 2.0000 | nos. |  | 1.1 Complete Assembly - HR
[8080050000001] 25mm x 30m Automatic Swing Slim Hose Reel c/w LPCB, EN694 Hose, 25mm Brass Jet/Spray Nozzle, Inlet: 25mm BSP(F), BS EN671-1 : 2012 c/w Carton Box, Materials EG (Dwg No. 80800500) |  |  |  | 8080050000001 | 0301320000000 | 2.0000 | nos. |  | 1.1 Complete Assembly - HR
[8080050000001] 25mm x 30m Automatic Swing Slim Hose Reel c/w LPCB, EN694 Hose, 25mm Brass Jet/Spray Nozzle, Inlet: 25mm BSP(F), BS EN671-1 : 2012 c/w Carton Box, Materials EG (Dwg No. 80800500) |  |  |  | 8080050000001 | 0311440000000 | 1.0000 | nos. |  | 1.1 Complete Assembly - HR
[8080050000001] 25mm x 30m Automatic Swing Slim Hose Reel c/w LPCB, EN694 Hose, 25mm Brass Jet/Spray Nozzle, Inlet: 25mm BSP(F), BS EN671-1 : 2012 c/w Carton Box, Materials EG (Dwg No. 80800500) |  |  |  | 8080050000001 | 0300710000000 | 1.0000 | nos. |  | 1.1 Complete Assembly - HR
[8080050000001] 25mm x 30m Automatic Swing Slim Hose Reel c/w LPCB, EN694 Hose, 25mm Brass Jet/Spray Nozzle, Inlet: 25mm BSP(F), BS EN671-1 : 2012 c/w Carton Box, Materials EG (Dwg No. 80800500) |  |  |  | 8080050000001 | 0300330000000 | 1.0000 | nos. |  | 1.1 Complete Assembly - HR
[8080050000001] 25mm x 30m Automatic Swing Slim Hose Reel c/w LPCB, EN694 Hose, 25mm Brass Jet/Spray Nozzle, Inlet: 25mm BSP(F), BS EN671-1 : 2012 c/w Carton Box, Materials EG (Dwg No. 80800500) |  |  |  | 8080050000001 | 0322320700000 | 1.0000 | nos. |  | 1.1 Complete Assembly - HR
[8080050000001] 25mm x 30m Automatic Swing Slim Hose Reel c/w LPCB, EN694 Hose, 25mm Brass Jet/Spray Nozzle, Inlet: 25mm BSP(F), BS EN671-1 : 2012 c/w Carton Box, Materials EG (Dwg No. 80800500) |  |  |  | 8080050000001 | 0307250300000 | 1.0000 | nos. |  | 1.1 Complete Assembly - HR
[8080050000001] 25mm x 30m Automatic Swing Slim Hose Reel c/w LPCB, EN694 Hose, 25mm Brass Jet/Spray Nozzle, Inlet: 25mm BSP(F), BS EN671-1 : 2012 c/w Carton Box, Materials EG (Dwg No. 80800500) |  |  |  | 8080050000001 | 0323771900000 | 4.0000 | set |  | 1.1 Complete Assembly - HR
[8080050000001] 25mm x 30m Automatic Swing Slim Hose Reel c/w LPCB, EN694 Hose, 25mm Brass Jet/Spray Nozzle, Inlet: 25mm BSP(F), BS EN671-1 : 2012 c/w Carton Box, Materials EG (Dwg No. 80800500) |  |  |  | 8080050000001 | 0310060000000 | 1.0000 | nos. |  | 1.1 Complete Assembly - HR
[8080050000001] 25mm x 30m Automatic Swing Slim Hose Reel c/w LPCB, EN694 Hose, 25mm Brass Jet/Spray Nozzle, Inlet: 25mm BSP(F), BS EN671-1 : 2012 c/w Carton Box, Materials EG (Dwg No. 80800500) |  |  |  | 8080050000001 | 0300332100000 | 1.0000 | nos. |  | 1.1 Complete Assembly - HR
[8080050000001] 25mm x 30m Automatic Swing Slim Hose Reel c/w LPCB, EN694 Hose, 25mm Brass Jet/Spray Nozzle, Inlet: 25mm BSP(F), BS EN671-1 : 2012 c/w Carton Box, Materials EG (Dwg No. 80800500) |  |  |  | 8080050000001 | 0303880300000 | 1.0000 | nos. |  | 1.1 Complete Assembly - HR
[8080050000001] 25mm x 30m Automatic Swing Slim Hose Reel c/w LPCB, EN694 Hose, 25mm Brass Jet/Spray Nozzle, Inlet: 25mm BSP(F), BS EN671-1 : 2012 c/w Carton Box, Materials EG (Dwg No. 80800500) |  |  |  | 8080050000001 | 0306520100000 | 1.0000 | nos. |  | 1.1 Complete Assembly - HR
[8080050000001] 25mm x 30m Automatic Swing Slim Hose Reel c/w LPCB, EN694 Hose, 25mm Brass Jet/Spray Nozzle, Inlet: 25mm BSP(F), BS EN671-1 : 2012 c/w Carton Box, Materials EG (Dwg No. 80800500) |  |  |  | 8080050000001 | 0307300100000 | 1.0000 | nos. |  | 1.1 Complete Assembly - HR
[8080050000001] 25mm x 30m Automatic Swing Slim Hose Reel c/w LPCB, EN694 Hose, 25mm Brass Jet/Spray Nozzle, Inlet: 25mm BSP(F), BS EN671-1 : 2012 c/w Carton Box, Materials EG (Dwg No. 80800500) |  |  |  | 8080050000001 | 0323070000000 | 2.0000 | nos. |  | 1.1 Complete Assembly - HR
[8080050000001] 25mm x 30m Automatic Swing Slim Hose Reel c/w LPCB, EN694 Hose, 25mm Brass Jet/Spray Nozzle, Inlet: 25mm BSP(F), BS EN671-1 : 2012 c/w Carton Box, Materials EG (Dwg No. 80800500) |  |  |  | 8080050000001 | 0323772000000 | 4.0000 | nos. |  | 1.1 Complete Assembly - HR
[8080050000001] 25mm x 30m Automatic Swing Slim Hose Reel c/w LPCB, EN694 Hose, 25mm Brass Jet/Spray Nozzle, Inlet: 25mm BSP(F), BS EN671-1 : 2012 c/w Carton Box, Materials EG (Dwg No. 80800500) |  |  |  | 8080050000001 | 0301300000000 | 1.0000 | nos. |  | 1.1 Complete Assembly - HR
[8080050000001] 25mm x 30m Automatic Swing Slim Hose Reel c/w LPCB, EN694 Hose, 25mm Brass Jet/Spray Nozzle, Inlet: 25mm BSP(F), BS EN671-1 : 2012 c/w Carton Box, Materials EG (Dwg No. 80800500) |  |  |  | 8080050000001 | 0312350000000 | 4.0000 | nos. |  | 1.1 Complete Assembly - HR
[8080050000001] 25mm x 30m Automatic Swing Slim Hose Reel c/w LPCB, EN694 Hose, 25mm Brass Jet/Spray Nozzle, Inlet: 25mm BSP(F), BS EN671-1 : 2012 c/w Carton Box, Materials EG (Dwg No. 80800500) |  |  |  | 8080050000001 | 0310050100000 | 1.0000 | nos. |  | 1.1 Complete Assembly - HR
[8080050000001] 25mm x 30m Automatic Swing Slim Hose Reel c/w LPCB, EN694 Hose, 25mm Brass Jet/Spray Nozzle, Inlet: 25mm BSP(F), BS EN671-1 : 2012 c/w Carton Box, Materials EG (Dwg No. 80800500) |  |  |  | 8080050000001 | 0317260000000 | 1.0000 | nos. |  | 1.1 Complete Assembly - HR
[8080050000001] 25mm x 30m Automatic Swing Slim Hose Reel c/w LPCB, EN694 Hose, 25mm Brass Jet/Spray Nozzle, Inlet: 25mm BSP(F), BS EN671-1 : 2012 c/w Carton Box, Materials EG (Dwg No. 80800500) |  |  |  | 8080050000001 | 0310010000000 | 1.0000 | nos. |  | 1.1 Complete Assembly - HR
[8080050000001] 25mm x 30m Automatic Swing Slim Hose Reel c/w LPCB, EN694 Hose, 25mm Brass Jet/Spray Nozzle, Inlet: 25mm BSP(F), BS EN671-1 : 2012 c/w Carton Box, Materials EG (Dwg No. 80800500) |  |  |  | 8080050000001 | 0301340000000 | 10.0000 | nos. |  | 1.1 Complete Assembly - HR
[8080050000001] 25mm x 30m Automatic Swing Slim Hose Reel c/w LPCB, EN694 Hose, 25mm Brass Jet/Spray Nozzle, Inlet: 25mm BSP(F), BS EN671-1 : 2012 c/w Carton Box, Materials EG (Dwg No. 80800500) |  |  |  | 8080050000001 | 0305320000000 | 1.0000 | nos. |  | 1.1 Complete Assembly - HR
[8080050000002] 25mm x 30m Automatic Swing Slim Hose Reel c/w LPCB, EN694 Hose, 25mm Plastic Jet/Spray Nozzle, Inlet: 25mm BSP(F), BS EN671-1 : 2012 c/w Carton Box, Material EG (Dwg No. 80800500) |  |  |  | 8080050000002 | 0310050100000 | 1.0000 | nos. |  | 1.1 Complete Assembly - HR
[8080050000002] 25mm x 30m Automatic Swing Slim Hose Reel c/w LPCB, EN694 Hose, 25mm Plastic Jet/Spray Nozzle, Inlet: 25mm BSP(F), BS EN671-1 : 2012 c/w Carton Box, Material EG (Dwg No. 80800500) |  |  |  | 8080050000002 | 0323070000000 | 2.0000 | nos. |  | 1.1 Complete Assembly - HR
[8080050000002] 25mm x 30m Automatic Swing Slim Hose Reel c/w LPCB, EN694 Hose, 25mm Plastic Jet/Spray Nozzle, Inlet: 25mm BSP(F), BS EN671-1 : 2012 c/w Carton Box, Material EG (Dwg No. 80800500) |  |  |  | 8080050000002 | 0300850200000 | 1.0000 | nos. |  | 1.1 Complete Assembly - HR
[8080050000002] 25mm x 30m Automatic Swing Slim Hose Reel c/w LPCB, EN694 Hose, 25mm Plastic Jet/Spray Nozzle, Inlet: 25mm BSP(F), BS EN671-1 : 2012 c/w Carton Box, Material EG (Dwg No. 80800500) |  |  |  | 8080050000002 | 0301320000000 | 3.0000 | nos. |  | 1.1 Complete Assembly - HR
[8080050000002] 25mm x 30m Automatic Swing Slim Hose Reel c/w LPCB, EN694 Hose, 25mm Plastic Jet/Spray Nozzle, Inlet: 25mm BSP(F), BS EN671-1 : 2012 c/w Carton Box, Material EG (Dwg No. 80800500) |  |  |  | 8080050000002 | 0307250300000 | 1.0000 | nos. |  | 1.1 Complete Assembly - HR
[8080050000002] 25mm x 30m Automatic Swing Slim Hose Reel c/w LPCB, EN694 Hose, 25mm Plastic Jet/Spray Nozzle, Inlet: 25mm BSP(F), BS EN671-1 : 2012 c/w Carton Box, Material EG (Dwg No. 80800500) |  |  |  | 8080050000002 | 0320420400000 | 2.0000 | nos. |  | 1.1 Complete Assembly - HR
[8080050000002] 25mm x 30m Automatic Swing Slim Hose Reel c/w LPCB, EN694 Hose, 25mm Plastic Jet/Spray Nozzle, Inlet: 25mm BSP(F), BS EN671-1 : 2012 c/w Carton Box, Material EG (Dwg No. 80800500) |  |  |  | 8080050000002 | 0307300100000 | 1.0000 | nos. |  | 1.1 Complete Assembly - HR
[8080050000002] 25mm x 30m Automatic Swing Slim Hose Reel c/w LPCB, EN694 Hose, 25mm Plastic Jet/Spray Nozzle, Inlet: 25mm BSP(F), BS EN671-1 : 2012 c/w Carton Box, Material EG (Dwg No. 80800500) |  |  |  | 8080050000002 | 0312350000000 | 4.0000 | nos. |  | 1.1 Complete Assembly - HR
[8080050000002] 25mm x 30m Automatic Swing Slim Hose Reel c/w LPCB, EN694 Hose, 25mm Plastic Jet/Spray Nozzle, Inlet: 25mm BSP(F), BS EN671-1 : 2012 c/w Carton Box, Material EG (Dwg No. 80800500) |  |  |  | 8080050000002 | 0303880100000 | 2.0000 | nos. |  | 1.1 Complete Assembly - HR
[8080050000002] 25mm x 30m Automatic Swing Slim Hose Reel c/w LPCB, EN694 Hose, 25mm Plastic Jet/Spray Nozzle, Inlet: 25mm BSP(F), BS EN671-1 : 2012 c/w Carton Box, Material EG (Dwg No. 80800500) |  |  |  | 8080050000002 | 0301340000000 | 10.0000 | nos. |  | 1.1 Complete Assembly - HR
[8080050000002] 25mm x 30m Automatic Swing Slim Hose Reel c/w LPCB, EN694 Hose, 25mm Plastic Jet/Spray Nozzle, Inlet: 25mm BSP(F), BS EN671-1 : 2012 c/w Carton Box, Material EG (Dwg No. 80800500) |  |  |  | 8080050000002 | 0305320000000 | 1.0000 | nos. |  | 1.1 Complete Assembly - HR
[8080050000002] 25mm x 30m Automatic Swing Slim Hose Reel c/w LPCB, EN694 Hose, 25mm Plastic Jet/Spray Nozzle, Inlet: 25mm BSP(F), BS EN671-1 : 2012 c/w Carton Box, Material EG (Dwg No. 80800500) |  |  |  | 8080050000002 | 0310010000000 | 1.0000 | nos. |  | 1.1 Complete Assembly - HR
[8080050000002] 25mm x 30m Automatic Swing Slim Hose Reel c/w LPCB, EN694 Hose, 25mm Plastic Jet/Spray Nozzle, Inlet: 25mm BSP(F), BS EN671-1 : 2012 c/w Carton Box, Material EG (Dwg No. 80800500) |  |  |  | 8080050000002 | 0300710000000 | 1.0000 | nos. |  | 1.1 Complete Assembly - HR
[8080050000002] 25mm x 30m Automatic Swing Slim Hose Reel c/w LPCB, EN694 Hose, 25mm Plastic Jet/Spray Nozzle, Inlet: 25mm BSP(F), BS EN671-1 : 2012 c/w Carton Box, Material EG (Dwg No. 80800500) |  |  |  | 8080050000002 | 0311440000000 | 1.0000 | nos. |  | 1.1 Complete Assembly - HR
[8080050000002] 25mm x 30m Automatic Swing Slim Hose Reel c/w LPCB, EN694 Hose, 25mm Plastic Jet/Spray Nozzle, Inlet: 25mm BSP(F), BS EN671-1 : 2012 c/w Carton Box, Material EG (Dwg No. 80800500) |  |  |  | 8080050000002 | 0306520100000 | 1.0000 | nos. |  | 1.1 Complete Assembly - HR
[8080050000002] 25mm x 30m Automatic Swing Slim Hose Reel c/w LPCB, EN694 Hose, 25mm Plastic Jet/Spray Nozzle, Inlet: 25mm BSP(F), BS EN671-1 : 2012 c/w Carton Box, Material EG (Dwg No. 80800500) |  |  |  | 8080050000002 | 0305520100000 | 1.0000 | nos. |  | 1.1 Complete Assembly - HR
[8080050000002] 25mm x 30m Automatic Swing Slim Hose Reel c/w LPCB, EN694 Hose, 25mm Plastic Jet/Spray Nozzle, Inlet: 25mm BSP(F), BS EN671-1 : 2012 c/w Carton Box, Material EG (Dwg No. 80800500) |  |  |  | 8080050000002 | 0300332100000 | 1.0000 | nos. |  | 1.1 Complete Assembly - HR
[8080050000002] 25mm x 30m Automatic Swing Slim Hose Reel c/w LPCB, EN694 Hose, 25mm Plastic Jet/Spray Nozzle, Inlet: 25mm BSP(F), BS EN671-1 : 2012 c/w Carton Box, Material EG (Dwg No. 80800500) |  |  |  | 8080050000002 | 0300540000000 | 2.0000 | nos. |  | 1.1 Complete Assembly - HR
[8080050000002] 25mm x 30m Automatic Swing Slim Hose Reel c/w LPCB, EN694 Hose, 25mm Plastic Jet/Spray Nozzle, Inlet: 25mm BSP(F), BS EN671-1 : 2012 c/w Carton Box, Material EG (Dwg No. 80800500) |  |  |  | 8080050000002 | 0323771900000 | 4.0000 | set |  | 1.1 Complete Assembly - HR
[8080050000002] 25mm x 30m Automatic Swing Slim Hose Reel c/w LPCB, EN694 Hose, 25mm Plastic Jet/Spray Nozzle, Inlet: 25mm BSP(F), BS EN671-1 : 2012 c/w Carton Box, Material EG (Dwg No. 80800500) |  |  |  | 8080050000002 | 0301300000000 | 1.0000 | nos. |  | 1.1 Complete Assembly - HR
[8080050000002] 25mm x 30m Automatic Swing Slim Hose Reel c/w LPCB, EN694 Hose, 25mm Plastic Jet/Spray Nozzle, Inlet: 25mm BSP(F), BS EN671-1 : 2012 c/w Carton Box, Material EG (Dwg No. 80800500) |  |  |  | 8080050000002 | 0322320700000 | 1.0000 | nos. |  | 1.1 Complete Assembly - HR
[8080050000002] 25mm x 30m Automatic Swing Slim Hose Reel c/w LPCB, EN694 Hose, 25mm Plastic Jet/Spray Nozzle, Inlet: 25mm BSP(F), BS EN671-1 : 2012 c/w Carton Box, Material EG (Dwg No. 80800500) |  |  |  | 8080050000002 | 0300330000000 | 1.0000 | nos. |  | 1.1 Complete Assembly - HR
[8080050000002] 25mm x 30m Automatic Swing Slim Hose Reel c/w LPCB, EN694 Hose, 25mm Plastic Jet/Spray Nozzle, Inlet: 25mm BSP(F), BS EN671-1 : 2012 c/w Carton Box, Material EG (Dwg No. 80800500) |  |  |  | 8080050000002 | 0310060000000 | 1.0000 | nos. |  | 1.1 Complete Assembly - HR
[8080050000002] 25mm x 30m Automatic Swing Slim Hose Reel c/w LPCB, EN694 Hose, 25mm Plastic Jet/Spray Nozzle, Inlet: 25mm BSP(F), BS EN671-1 : 2012 c/w Carton Box, Material EG (Dwg No. 80800500) |  |  |  | 8080050000002 | 0323772000000 | 4.0000 | nos. |  | 1.1 Complete Assembly - HR
[8080050100000] 25mm X 30m, Manual Swing Slim Hose Reel, C/W LPCB, EN694 Hose, 25mm Brass Chrome Jet Nozzle, Inlet 1m Hose And 2Nos Hose Adaptor, Inlet: 25mm BSP(F), BS EN671-1 : 2012, Material:Mild Steel, Carton Box (Dwg No. 80800501) |  |  |  | 8080050100000 | 0312350000000 | 4.0000 | nos. |  | 1.1 Complete Assembly - HR
[8080050100000] 25mm X 30m, Manual Swing Slim Hose Reel, C/W LPCB, EN694 Hose, 25mm Brass Chrome Jet Nozzle, Inlet 1m Hose And 2Nos Hose Adaptor, Inlet: 25mm BSP(F), BS EN671-1 : 2012, Material:Mild Steel, Carton Box (Dwg No. 80800501) |  |  |  | 8080050100000 | 0323771900000 | 4.0000 | set |  | 1.1 Complete Assembly - HR
[8080050100000] 25mm X 30m, Manual Swing Slim Hose Reel, C/W LPCB, EN694 Hose, 25mm Brass Chrome Jet Nozzle, Inlet 1m Hose And 2Nos Hose Adaptor, Inlet: 25mm BSP(F), BS EN671-1 : 2012, Material:Mild Steel, Carton Box (Dwg No. 80800501) |  |  |  | 8080050100000 | 0305320000000 | 1.0000 | nos. |  | 1.1 Complete Assembly - HR
[8080050100000] 25mm X 30m, Manual Swing Slim Hose Reel, C/W LPCB, EN694 Hose, 25mm Brass Chrome Jet Nozzle, Inlet 1m Hose And 2Nos Hose Adaptor, Inlet: 25mm BSP(F), BS EN671-1 : 2012, Material:Mild Steel, Carton Box (Dwg No. 80800501) |  |  |  | 8080050100000 | 0310060000000 | 1.0000 | nos. |  | 1.1 Complete Assembly - HR
[8080050100000] 25mm X 30m, Manual Swing Slim Hose Reel, C/W LPCB, EN694 Hose, 25mm Brass Chrome Jet Nozzle, Inlet 1m Hose And 2Nos Hose Adaptor, Inlet: 25mm BSP(F), BS EN671-1 : 2012, Material:Mild Steel, Carton Box (Dwg No. 80800501) |  |  |  | 8080050100000 | 0323070000000 | 2.0000 | nos. |  | 1.1 Complete Assembly - HR
[8080050100000] 25mm X 30m, Manual Swing Slim Hose Reel, C/W LPCB, EN694 Hose, 25mm Brass Chrome Jet Nozzle, Inlet 1m Hose And 2Nos Hose Adaptor, Inlet: 25mm BSP(F), BS EN671-1 : 2012, Material:Mild Steel, Carton Box (Dwg No. 80800501) |  |  |  | 8080050100000 | 0300540000000 | 2.0000 | nos. |  | 1.1 Complete Assembly - HR
[8080050100000] 25mm X 30m, Manual Swing Slim Hose Reel, C/W LPCB, EN694 Hose, 25mm Brass Chrome Jet Nozzle, Inlet 1m Hose And 2Nos Hose Adaptor, Inlet: 25mm BSP(F), BS EN671-1 : 2012, Material:Mild Steel, Carton Box (Dwg No. 80800501) |  |  |  | 8080050100000 | 0301340000000 | 10.0000 | nos. |  | 1.1 Complete Assembly - HR
[8080050100000] 25mm X 30m, Manual Swing Slim Hose Reel, C/W LPCB, EN694 Hose, 25mm Brass Chrome Jet Nozzle, Inlet 1m Hose And 2Nos Hose Adaptor, Inlet: 25mm BSP(F), BS EN671-1 : 2012, Material:Mild Steel, Carton Box (Dwg No. 80800501) |  |  |  | 8080050100000 | 0300710000000 | 1.0000 | nos. |  | 1.1 Complete Assembly - HR
[8080050100000] 25mm X 30m, Manual Swing Slim Hose Reel, C/W LPCB, EN694 Hose, 25mm Brass Chrome Jet Nozzle, Inlet 1m Hose And 2Nos Hose Adaptor, Inlet: 25mm BSP(F), BS EN671-1 : 2012, Material:Mild Steel, Carton Box (Dwg No. 80800501) |  |  |  | 8080050100000 | 0310010000000 | 1.0000 | nos. |  | 1.1 Complete Assembly - HR
[8080050100000] 25mm X 30m, Manual Swing Slim Hose Reel, C/W LPCB, EN694 Hose, 25mm Brass Chrome Jet Nozzle, Inlet 1m Hose And 2Nos Hose Adaptor, Inlet: 25mm BSP(F), BS EN671-1 : 2012, Material:Mild Steel, Carton Box (Dwg No. 80800501) |  |  |  | 8080050100000 | 0323772000000 | 4.0000 | nos. |  | 1.1 Complete Assembly - HR
[8080050100000] 25mm X 30m, Manual Swing Slim Hose Reel, C/W LPCB, EN694 Hose, 25mm Brass Chrome Jet Nozzle, Inlet 1m Hose And 2Nos Hose Adaptor, Inlet: 25mm BSP(F), BS EN671-1 : 2012, Material:Mild Steel, Carton Box (Dwg No. 80800501) |  |  |  | 8080050100000 | 0300330000000 | 1.0000 | nos. |  | 1.1 Complete Assembly - HR
[8080050100000] 25mm X 30m, Manual Swing Slim Hose Reel, C/W LPCB, EN694 Hose, 25mm Brass Chrome Jet Nozzle, Inlet 1m Hose And 2Nos Hose Adaptor, Inlet: 25mm BSP(F), BS EN671-1 : 2012, Material:Mild Steel, Carton Box (Dwg No. 80800501) |  |  |  | 8080050100000 | 0322320700000 | 1.0000 | nos. |  | 1.1 Complete Assembly - HR
[8080050100000] 25mm X 30m, Manual Swing Slim Hose Reel, C/W LPCB, EN694 Hose, 25mm Brass Chrome Jet Nozzle, Inlet 1m Hose And 2Nos Hose Adaptor, Inlet: 25mm BSP(F), BS EN671-1 : 2012, Material:Mild Steel, Carton Box (Dwg No. 80800501) |  |  |  | 8080050100000 | 0301320000000 | 2.0000 | nos. |  | 1.1 Complete Assembly - HR
[8080050100000] 25mm X 30m, Manual Swing Slim Hose Reel, C/W LPCB, EN694 Hose, 25mm Brass Chrome Jet Nozzle, Inlet 1m Hose And 2Nos Hose Adaptor, Inlet: 25mm BSP(F), BS EN671-1 : 2012, Material:Mild Steel, Carton Box (Dwg No. 80800501) |  |  |  | 8080050100000 | 0310050100000 | 1.0000 | nos. |  | 1.1 Complete Assembly - HR
[8080050100000] 25mm X 30m, Manual Swing Slim Hose Reel, C/W LPCB, EN694 Hose, 25mm Brass Chrome Jet Nozzle, Inlet 1m Hose And 2Nos Hose Adaptor, Inlet: 25mm BSP(F), BS EN671-1 : 2012, Material:Mild Steel, Carton Box (Dwg No. 80800501) |  |  |  | 8080050100000 | 0301300000000 | 1.0000 | nos. |  | 1.1 Complete Assembly - HR
[8080050100000] 25mm X 30m, Manual Swing Slim Hose Reel, C/W LPCB, EN694 Hose, 25mm Brass Chrome Jet Nozzle, Inlet 1m Hose And 2Nos Hose Adaptor, Inlet: 25mm BSP(F), BS EN671-1 : 2012, Material:Mild Steel, Carton Box (Dwg No. 80800501) |  |  |  | 8080050100000 | 0300840000000 | 1.0000 | nos. |  | 1.1 Complete Assembly - HR
[8080050100000] 25mm X 30m, Manual Swing Slim Hose Reel, C/W LPCB, EN694 Hose, 25mm Brass Chrome Jet Nozzle, Inlet 1m Hose And 2Nos Hose Adaptor, Inlet: 25mm BSP(F), BS EN671-1 : 2012, Material:Mild Steel, Carton Box (Dwg No. 80800501) |  |  |  | 8080050100000 | 0310070200000 | 1.0000 | nos. |  | 1.1 Complete Assembly - HR
[8080050100000] 25mm X 30m, Manual Swing Slim Hose Reel, C/W LPCB, EN694 Hose, 25mm Brass Chrome Jet Nozzle, Inlet 1m Hose And 2Nos Hose Adaptor, Inlet: 25mm BSP(F), BS EN671-1 : 2012, Material:Mild Steel, Carton Box (Dwg No. 80800501) |  |  |  | 8080050100000 | 0304751900000 | 1.0000 | pcs |  | 1.1 Complete Assembly - HR
[8080050100000] 25mm X 30m, Manual Swing Slim Hose Reel, C/W LPCB, EN694 Hose, 25mm Brass Chrome Jet Nozzle, Inlet 1m Hose And 2Nos Hose Adaptor, Inlet: 25mm BSP(F), BS EN671-1 : 2012, Material:Mild Steel, Carton Box (Dwg No. 80800501) |  |  |  | 8080050100000 | 0300332100000 | 1.0000 | nos. |  | 1.1 Complete Assembly - HR
[8080050100000] 25mm X 30m, Manual Swing Slim Hose Reel, C/W LPCB, EN694 Hose, 25mm Brass Chrome Jet Nozzle, Inlet 1m Hose And 2Nos Hose Adaptor, Inlet: 25mm BSP(F), BS EN671-1 : 2012, Material:Mild Steel, Carton Box (Dwg No. 80800501) |  |  |  | 8080050100000 | 0303880100000 | 2.0000 | nos. |  | 1.1 Complete Assembly - HR
[8080050100000] 25mm X 30m, Manual Swing Slim Hose Reel, C/W LPCB, EN694 Hose, 25mm Brass Chrome Jet Nozzle, Inlet 1m Hose And 2Nos Hose Adaptor, Inlet: 25mm BSP(F), BS EN671-1 : 2012, Material:Mild Steel, Carton Box (Dwg No. 80800501) |  |  |  | 8080050100000 | 0306520000000 | 1.0000 | nos. |  | 1.1 Complete Assembly - HR
[8080050100000] 25mm X 30m, Manual Swing Slim Hose Reel, C/W LPCB, EN694 Hose, 25mm Brass Chrome Jet Nozzle, Inlet 1m Hose And 2Nos Hose Adaptor, Inlet: 25mm BSP(F), BS EN671-1 : 2012, Material:Mild Steel, Carton Box (Dwg No. 80800501) |  |  |  | 8080050100000 | 0303880300000 | 1.0000 | nos. |  | 1.1 Complete Assembly - HR
[8080050100000] 25mm X 30m, Manual Swing Slim Hose Reel, C/W LPCB, EN694 Hose, 25mm Brass Chrome Jet Nozzle, Inlet 1m Hose And 2Nos Hose Adaptor, Inlet: 25mm BSP(F), BS EN671-1 : 2012, Material:Mild Steel, Carton Box (Dwg No. 80800501) |  |  |  | 8080050100000 | 0311440000000 | 1.0000 | nos. |  | 1.1 Complete Assembly - HR
[8080050100000] 25mm X 30m, Manual Swing Slim Hose Reel, C/W LPCB, EN694 Hose, 25mm Brass Chrome Jet Nozzle, Inlet 1m Hose And 2Nos Hose Adaptor, Inlet: 25mm BSP(F), BS EN671-1 : 2012, Material:Mild Steel, Carton Box (Dwg No. 80800501) |  |  |  | 8080050100000 | 0320420400000 | 2.0000 | nos. |  | 1.1 Complete Assembly - HR
[8080050100001] 25mm X 30m, Manual Swing Slim Hose Reel, C/W LPCB, EN694 Hose, 25mm Brass Jet/Spray Nozzle, Inlet 1m Hose And 2Nos Hose Adaptor, Inlet: 25mm BSP(F), BS EN671-1 : 2012, Material:Mild Steel, Carton Box (Dwg No. 80800501) |  |  |  | 8080050100001 | 0301300000000 | 1.0000 | nos. |  | 1.1 Complete Assembly - HR
[8080050100001] 25mm X 30m, Manual Swing Slim Hose Reel, C/W LPCB, EN694 Hose, 25mm Brass Jet/Spray Nozzle, Inlet 1m Hose And 2Nos Hose Adaptor, Inlet: 25mm BSP(F), BS EN671-1 : 2012, Material:Mild Steel, Carton Box (Dwg No. 80800501) |  |  |  | 8080050100001 | 0306520000000 | 1.0000 | nos. |  | 1.1 Complete Assembly - HR
[8080050100001] 25mm X 30m, Manual Swing Slim Hose Reel, C/W LPCB, EN694 Hose, 25mm Brass Jet/Spray Nozzle, Inlet 1m Hose And 2Nos Hose Adaptor, Inlet: 25mm BSP(F), BS EN671-1 : 2012, Material:Mild Steel, Carton Box (Dwg No. 80800501) |  |  |  | 8080050100001 | 0310070200000 | 1.0000 | nos. |  | 1.1 Complete Assembly - HR
[8080050100001] 25mm X 30m, Manual Swing Slim Hose Reel, C/W LPCB, EN694 Hose, 25mm Brass Jet/Spray Nozzle, Inlet 1m Hose And 2Nos Hose Adaptor, Inlet: 25mm BSP(F), BS EN671-1 : 2012, Material:Mild Steel, Carton Box (Dwg No. 80800501) |  |  |  | 8080050100001 | 0301340000000 | 10.0000 | nos. |  | 1.1 Complete Assembly - HR
[8080050100001] 25mm X 30m, Manual Swing Slim Hose Reel, C/W LPCB, EN694 Hose, 25mm Brass Jet/Spray Nozzle, Inlet 1m Hose And 2Nos Hose Adaptor, Inlet: 25mm BSP(F), BS EN671-1 : 2012, Material:Mild Steel, Carton Box (Dwg No. 80800501) |  |  |  | 8080050100001 | 0322320700000 | 1.0000 | nos. |  | 1.1 Complete Assembly - HR
[8080050100001] 25mm X 30m, Manual Swing Slim Hose Reel, C/W LPCB, EN694 Hose, 25mm Brass Jet/Spray Nozzle, Inlet 1m Hose And 2Nos Hose Adaptor, Inlet: 25mm BSP(F), BS EN671-1 : 2012, Material:Mild Steel, Carton Box (Dwg No. 80800501) |  |  |  | 8080050100001 | 0323070000000 | 2.0000 | nos. |  | 1.1 Complete Assembly - HR
[8080050100001] 25mm X 30m, Manual Swing Slim Hose Reel, C/W LPCB, EN694 Hose, 25mm Brass Jet/Spray Nozzle, Inlet 1m Hose And 2Nos Hose Adaptor, Inlet: 25mm BSP(F), BS EN671-1 : 2012, Material:Mild Steel, Carton Box (Dwg No. 80800501) |  |  |  | 8080050100001 | 0303880300000 | 1.0000 | nos. |  | 1.1 Complete Assembly - HR
[8080050100001] 25mm X 30m, Manual Swing Slim Hose Reel, C/W LPCB, EN694 Hose, 25mm Brass Jet/Spray Nozzle, Inlet 1m Hose And 2Nos Hose Adaptor, Inlet: 25mm BSP(F), BS EN671-1 : 2012, Material:Mild Steel, Carton Box (Dwg No. 80800501) |  |  |  | 8080050100001 | 0300332100000 | 1.0000 | nos. |  | 1.1 Complete Assembly - HR
[8080050100001] 25mm X 30m, Manual Swing Slim Hose Reel, C/W LPCB, EN694 Hose, 25mm Brass Jet/Spray Nozzle, Inlet 1m Hose And 2Nos Hose Adaptor, Inlet: 25mm BSP(F), BS EN671-1 : 2012, Material:Mild Steel, Carton Box (Dwg No. 80800501) |  |  |  | 8080050100001 | 0300710000000 | 1.0000 | nos. |  | 1.1 Complete Assembly - HR
[8080050100001] 25mm X 30m, Manual Swing Slim Hose Reel, C/W LPCB, EN694 Hose, 25mm Brass Jet/Spray Nozzle, Inlet 1m Hose And 2Nos Hose Adaptor, Inlet: 25mm BSP(F), BS EN671-1 : 2012, Material:Mild Steel, Carton Box (Dwg No. 80800501) |  |  |  | 8080050100001 | 0305320000000 | 1.0000 | nos. |  | 1.1 Complete Assembly - HR
[8080050100001] 25mm X 30m, Manual Swing Slim Hose Reel, C/W LPCB, EN694 Hose, 25mm Brass Jet/Spray Nozzle, Inlet 1m Hose And 2Nos Hose Adaptor, Inlet: 25mm BSP(F), BS EN671-1 : 2012, Material:Mild Steel, Carton Box (Dwg No. 80800501) |  |  |  | 8080050100001 | 0304751900000 | 1.0000 | pcs |  | 1.1 Complete Assembly - HR
[8080050100001] 25mm X 30m, Manual Swing Slim Hose Reel, C/W LPCB, EN694 Hose, 25mm Brass Jet/Spray Nozzle, Inlet 1m Hose And 2Nos Hose Adaptor, Inlet: 25mm BSP(F), BS EN671-1 : 2012, Material:Mild Steel, Carton Box (Dwg No. 80800501) |  |  |  | 8080050100001 | 0300330000000 | 1.0000 | nos. |  | 1.1 Complete Assembly - HR
[8080050100001] 25mm X 30m, Manual Swing Slim Hose Reel, C/W LPCB, EN694 Hose, 25mm Brass Jet/Spray Nozzle, Inlet 1m Hose And 2Nos Hose Adaptor, Inlet: 25mm BSP(F), BS EN671-1 : 2012, Material:Mild Steel, Carton Box (Dwg No. 80800501) |  |  |  | 8080050100001 | 0320420400000 | 2.0000 | nos. |  | 1.1 Complete Assembly - HR
[8080050100001] 25mm X 30m, Manual Swing Slim Hose Reel, C/W LPCB, EN694 Hose, 25mm Brass Jet/Spray Nozzle, Inlet 1m Hose And 2Nos Hose Adaptor, Inlet: 25mm BSP(F), BS EN671-1 : 2012, Material:Mild Steel, Carton Box (Dwg No. 80800501) |  |  |  | 8080050100001 | 0323772000000 | 4.0000 | nos. |  | 1.1 Complete Assembly - HR
[8080050100001] 25mm X 30m, Manual Swing Slim Hose Reel, C/W LPCB, EN694 Hose, 25mm Brass Jet/Spray Nozzle, Inlet 1m Hose And 2Nos Hose Adaptor, Inlet: 25mm BSP(F), BS EN671-1 : 2012, Material:Mild Steel, Carton Box (Dwg No. 80800501) |  |  |  | 8080050100001 | 0312350000000 | 4.0000 | nos. |  | 1.1 Complete Assembly - HR
[8080050100001] 25mm X 30m, Manual Swing Slim Hose Reel, C/W LPCB, EN694 Hose, 25mm Brass Jet/Spray Nozzle, Inlet 1m Hose And 2Nos Hose Adaptor, Inlet: 25mm BSP(F), BS EN671-1 : 2012, Material:Mild Steel, Carton Box (Dwg No. 80800501) |  |  |  | 8080050100001 | 0310050100000 | 1.0000 | nos. |  | 1.1 Complete Assembly - HR
[8080050100001] 25mm X 30m, Manual Swing Slim Hose Reel, C/W LPCB, EN694 Hose, 25mm Brass Jet/Spray Nozzle, Inlet 1m Hose And 2Nos Hose Adaptor, Inlet: 25mm BSP(F), BS EN671-1 : 2012, Material:Mild Steel, Carton Box (Dwg No. 80800501) |  |  |  | 8080050100001 | 0310060000000 | 1.0000 | nos. |  | 1.1 Complete Assembly - HR
[8080050100001] 25mm X 30m, Manual Swing Slim Hose Reel, C/W LPCB, EN694 Hose, 25mm Brass Jet/Spray Nozzle, Inlet 1m Hose And 2Nos Hose Adaptor, Inlet: 25mm BSP(F), BS EN671-1 : 2012, Material:Mild Steel, Carton Box (Dwg No. 80800501) |  |  |  | 8080050100001 | 0311440000000 | 1.0000 | nos. |  | 1.1 Complete Assembly - HR
[8080050100001] 25mm X 30m, Manual Swing Slim Hose Reel, C/W LPCB, EN694 Hose, 25mm Brass Jet/Spray Nozzle, Inlet 1m Hose And 2Nos Hose Adaptor, Inlet: 25mm BSP(F), BS EN671-1 : 2012, Material:Mild Steel, Carton Box (Dwg No. 80800501) |  |  |  | 8080050100001 | 0303880100000 | 2.0000 | nos. |  | 1.1 Complete Assembly - HR
[8080050100001] 25mm X 30m, Manual Swing Slim Hose Reel, C/W LPCB, EN694 Hose, 25mm Brass Jet/Spray Nozzle, Inlet 1m Hose And 2Nos Hose Adaptor, Inlet: 25mm BSP(F), BS EN671-1 : 2012, Material:Mild Steel, Carton Box (Dwg No. 80800501) |  |  |  | 8080050100001 | 0323771900000 | 4.0000 | set |  | 1.1 Complete Assembly - HR
[8080050100001] 25mm X 30m, Manual Swing Slim Hose Reel, C/W LPCB, EN694 Hose, 25mm Brass Jet/Spray Nozzle, Inlet 1m Hose And 2Nos Hose Adaptor, Inlet: 25mm BSP(F), BS EN671-1 : 2012, Material:Mild Steel, Carton Box (Dwg No. 80800501) |  |  |  | 8080050100001 | 0301320000000 | 2.0000 | nos. |  | 1.1 Complete Assembly - HR
[8080050100001] 25mm X 30m, Manual Swing Slim Hose Reel, C/W LPCB, EN694 Hose, 25mm Brass Jet/Spray Nozzle, Inlet 1m Hose And 2Nos Hose Adaptor, Inlet: 25mm BSP(F), BS EN671-1 : 2012, Material:Mild Steel, Carton Box (Dwg No. 80800501) |  |  |  | 8080050100001 | 0310010000000 | 1.0000 | nos. |  | 1.1 Complete Assembly - HR
[8080050100001] 25mm X 30m, Manual Swing Slim Hose Reel, C/W LPCB, EN694 Hose, 25mm Brass Jet/Spray Nozzle, Inlet 1m Hose And 2Nos Hose Adaptor, Inlet: 25mm BSP(F), BS EN671-1 : 2012, Material:Mild Steel, Carton Box (Dwg No. 80800501) |  |  |  | 8080050100001 | 0300540000000 | 2.0000 | nos. |  | 1.1 Complete Assembly - HR
[8080050100001] 25mm X 30m, Manual Swing Slim Hose Reel, C/W LPCB, EN694 Hose, 25mm Brass Jet/Spray Nozzle, Inlet 1m Hose And 2Nos Hose Adaptor, Inlet: 25mm BSP(F), BS EN671-1 : 2012, Material:Mild Steel, Carton Box (Dwg No. 80800501) |  |  |  | 8080050100001 | 0317260000000 | 1.0000 | nos. |  | 1.1 Complete Assembly - HR
[8080050100002] 25mm X 30m, Manual Swing Slim Hose Reel, C/W LPCB, EN694 Hose, 25mm Plastic Jet/Spray Nozzle, 3Nos Hose EG Clip, Inlet 1m Hose And 2Nos Hose Adaptor, Inlet: 25mm BSP(F), BS EN671-1 : 2012, Material:Mild Steel, Carton Box (Dwg No. 80800501) |  |  |  | 8080050100002 | 0323070000000 | 2.0000 | nos. |  | 1.1 Complete Assembly - HR
[8080050100002] 25mm X 30m, Manual Swing Slim Hose Reel, C/W LPCB, EN694 Hose, 25mm Plastic Jet/Spray Nozzle, 3Nos Hose EG Clip, Inlet 1m Hose And 2Nos Hose Adaptor, Inlet: 25mm BSP(F), BS EN671-1 : 2012, Material:Mild Steel, Carton Box (Dwg No. 80800501) |  |  |  | 8080050100002 | 0301300000000 | 1.0000 | nos. |  | 1.1 Complete Assembly - HR
[8080050100002] 25mm X 30m, Manual Swing Slim Hose Reel, C/W LPCB, EN694 Hose, 25mm Plastic Jet/Spray Nozzle, 3Nos Hose EG Clip, Inlet 1m Hose And 2Nos Hose Adaptor, Inlet: 25mm BSP(F), BS EN671-1 : 2012, Material:Mild Steel, Carton Box (Dwg No. 80800501) |  |  |  | 8080050100002 | 0322320700000 | 1.0000 | nos. |  | 1.1 Complete Assembly - HR
[8080050100002] 25mm X 30m, Manual Swing Slim Hose Reel, C/W LPCB, EN694 Hose, 25mm Plastic Jet/Spray Nozzle, 3Nos Hose EG Clip, Inlet 1m Hose And 2Nos Hose Adaptor, Inlet: 25mm BSP(F), BS EN671-1 : 2012, Material:Mild Steel, Carton Box (Dwg No. 80800501) |  |  |  | 8080050100002 | 0300540000000 | 2.0000 | nos. |  | 1.1 Complete Assembly - HR
[8080050100002] 25mm X 30m, Manual Swing Slim Hose Reel, C/W LPCB, EN694 Hose, 25mm Plastic Jet/Spray Nozzle, 3Nos Hose EG Clip, Inlet 1m Hose And 2Nos Hose Adaptor, Inlet: 25mm BSP(F), BS EN671-1 : 2012, Material:Mild Steel, Carton Box (Dwg No. 80800501) |  |  |  | 8080050100002 | 0312350000000 | 4.0000 | nos. |  | 1.1 Complete Assembly - HR
[8080050100002] 25mm X 30m, Manual Swing Slim Hose Reel, C/W LPCB, EN694 Hose, 25mm Plastic Jet/Spray Nozzle, 3Nos Hose EG Clip, Inlet 1m Hose And 2Nos Hose Adaptor, Inlet: 25mm BSP(F), BS EN671-1 : 2012, Material:Mild Steel, Carton Box (Dwg No. 80800501) |  |  |  | 8080050100002 | 0311440000000 | 1.0000 | nos. |  | 1.1 Complete Assembly - HR
[8080050100002] 25mm X 30m, Manual Swing Slim Hose Reel, C/W LPCB, EN694 Hose, 25mm Plastic Jet/Spray Nozzle, 3Nos Hose EG Clip, Inlet 1m Hose And 2Nos Hose Adaptor, Inlet: 25mm BSP(F), BS EN671-1 : 2012, Material:Mild Steel, Carton Box (Dwg No. 80800501) |  |  |  | 8080050100002 | 0323771900000 | 4.0000 | set |  | 1.1 Complete Assembly - HR
[8080050100002] 25mm X 30m, Manual Swing Slim Hose Reel, C/W LPCB, EN694 Hose, 25mm Plastic Jet/Spray Nozzle, 3Nos Hose EG Clip, Inlet 1m Hose And 2Nos Hose Adaptor, Inlet: 25mm BSP(F), BS EN671-1 : 2012, Material:Mild Steel, Carton Box (Dwg No. 80800501) |  |  |  | 8080050100002 | 0301320000000 | 3.0000 | nos. |  | 1.1 Complete Assembly - HR
[8080050100002] 25mm X 30m, Manual Swing Slim Hose Reel, C/W LPCB, EN694 Hose, 25mm Plastic Jet/Spray Nozzle, 3Nos Hose EG Clip, Inlet 1m Hose And 2Nos Hose Adaptor, Inlet: 25mm BSP(F), BS EN671-1 : 2012, Material:Mild Steel, Carton Box (Dwg No. 80800501) |  |  |  | 8080050100002 | 0310060000000 | 1.0000 | nos. |  | 1.1 Complete Assembly - HR
[8080050100002] 25mm X 30m, Manual Swing Slim Hose Reel, C/W LPCB, EN694 Hose, 25mm Plastic Jet/Spray Nozzle, 3Nos Hose EG Clip, Inlet 1m Hose And 2Nos Hose Adaptor, Inlet: 25mm BSP(F), BS EN671-1 : 2012, Material:Mild Steel, Carton Box (Dwg No. 80800501) |  |  |  | 8080050100002 | 0310070200000 | 1.0000 | nos. |  | 1.1 Complete Assembly - HR
[8080050100002] 25mm X 30m, Manual Swing Slim Hose Reel, C/W LPCB, EN694 Hose, 25mm Plastic Jet/Spray Nozzle, 3Nos Hose EG Clip, Inlet 1m Hose And 2Nos Hose Adaptor, Inlet: 25mm BSP(F), BS EN671-1 : 2012, Material:Mild Steel, Carton Box (Dwg No. 80800501) |  |  |  | 8080050100002 | 0300330000000 | 1.0000 | nos. |  | 1.1 Complete Assembly - HR
[8080050100002] 25mm X 30m, Manual Swing Slim Hose Reel, C/W LPCB, EN694 Hose, 25mm Plastic Jet/Spray Nozzle, 3Nos Hose EG Clip, Inlet 1m Hose And 2Nos Hose Adaptor, Inlet: 25mm BSP(F), BS EN671-1 : 2012, Material:Mild Steel, Carton Box (Dwg No. 80800501) |  |  |  | 8080050100002 | 0320420400000 | 2.0000 | nos. |  | 1.1 Complete Assembly - HR
[8080050100002] 25mm X 30m, Manual Swing Slim Hose Reel, C/W LPCB, EN694 Hose, 25mm Plastic Jet/Spray Nozzle, 3Nos Hose EG Clip, Inlet 1m Hose And 2Nos Hose Adaptor, Inlet: 25mm BSP(F), BS EN671-1 : 2012, Material:Mild Steel, Carton Box (Dwg No. 80800501) |  |  |  | 8080050100002 | 0301340000000 | 10.0000 | nos. |  | 1.1 Complete Assembly - HR
[8080050100002] 25mm X 30m, Manual Swing Slim Hose Reel, C/W LPCB, EN694 Hose, 25mm Plastic Jet/Spray Nozzle, 3Nos Hose EG Clip, Inlet 1m Hose And 2Nos Hose Adaptor, Inlet: 25mm BSP(F), BS EN671-1 : 2012, Material:Mild Steel, Carton Box (Dwg No. 80800501) |  |  |  | 8080050100002 | 0305320000000 | 1.0000 | nos. |  | 1.1 Complete Assembly - HR
[8080050100002] 25mm X 30m, Manual Swing Slim Hose Reel, C/W LPCB, EN694 Hose, 25mm Plastic Jet/Spray Nozzle, 3Nos Hose EG Clip, Inlet 1m Hose And 2Nos Hose Adaptor, Inlet: 25mm BSP(F), BS EN671-1 : 2012, Material:Mild Steel, Carton Box (Dwg No. 80800501) |  |  |  | 8080050100002 | 0306520000000 | 1.0000 | nos. |  | 1.1 Complete Assembly - HR
[8080050100002] 25mm X 30m, Manual Swing Slim Hose Reel, C/W LPCB, EN694 Hose, 25mm Plastic Jet/Spray Nozzle, 3Nos Hose EG Clip, Inlet 1m Hose And 2Nos Hose Adaptor, Inlet: 25mm BSP(F), BS EN671-1 : 2012, Material:Mild Steel, Carton Box (Dwg No. 80800501) |  |  |  | 8080050100002 | 0310010000000 | 1.0000 | nos. |  | 1.1 Complete Assembly - HR
[8080050100002] 25mm X 30m, Manual Swing Slim Hose Reel, C/W LPCB, EN694 Hose, 25mm Plastic Jet/Spray Nozzle, 3Nos Hose EG Clip, Inlet 1m Hose And 2Nos Hose Adaptor, Inlet: 25mm BSP(F), BS EN671-1 : 2012, Material:Mild Steel, Carton Box (Dwg No. 80800501) |  |  |  | 8080050100002 | 0323772000000 | 4.0000 | nos. |  | 1.1 Complete Assembly - HR
[8080050100002] 25mm X 30m, Manual Swing Slim Hose Reel, C/W LPCB, EN694 Hose, 25mm Plastic Jet/Spray Nozzle, 3Nos Hose EG Clip, Inlet 1m Hose And 2Nos Hose Adaptor, Inlet: 25mm BSP(F), BS EN671-1 : 2012, Material:Mild Steel, Carton Box (Dwg No. 80800501) |  |  |  | 8080050100002 | 0310050100000 | 1.0000 | nos. |  | 1.1 Complete Assembly - HR
[8080050100002] 25mm X 30m, Manual Swing Slim Hose Reel, C/W LPCB, EN694 Hose, 25mm Plastic Jet/Spray Nozzle, 3Nos Hose EG Clip, Inlet 1m Hose And 2Nos Hose Adaptor, Inlet: 25mm BSP(F), BS EN671-1 : 2012, Material:Mild Steel, Carton Box (Dwg No. 80800501) |  |  |  | 8080050100002 | 0300710000000 | 1.0000 | nos. |  | 1.1 Complete Assembly - HR
[8080050100002] 25mm X 30m, Manual Swing Slim Hose Reel, C/W LPCB, EN694 Hose, 25mm Plastic Jet/Spray Nozzle, 3Nos Hose EG Clip, Inlet 1m Hose And 2Nos Hose Adaptor, Inlet: 25mm BSP(F), BS EN671-1 : 2012, Material:Mild Steel, Carton Box (Dwg No. 80800501) |  |  |  | 8080050100002 | 0303880100000 | 2.0000 | nos. |  | 1.1 Complete Assembly - HR
[8080050100002] 25mm X 30m, Manual Swing Slim Hose Reel, C/W LPCB, EN694 Hose, 25mm Plastic Jet/Spray Nozzle, 3Nos Hose EG Clip, Inlet 1m Hose And 2Nos Hose Adaptor, Inlet: 25mm BSP(F), BS EN671-1 : 2012, Material:Mild Steel, Carton Box (Dwg No. 80800501) |  |  |  | 8080050100002 | 0304751900000 | 1.0000 | pcs |  | 1.1 Complete Assembly - HR
[8080050100002] 25mm X 30m, Manual Swing Slim Hose Reel, C/W LPCB, EN694 Hose, 25mm Plastic Jet/Spray Nozzle, 3Nos Hose EG Clip, Inlet 1m Hose And 2Nos Hose Adaptor, Inlet: 25mm BSP(F), BS EN671-1 : 2012, Material:Mild Steel, Carton Box (Dwg No. 80800501) |  |  |  | 8080050100002 | 0300850200000 | 1.0000 | nos. |  | 1.1 Complete Assembly - HR
[8080050100002] 25mm X 30m, Manual Swing Slim Hose Reel, C/W LPCB, EN694 Hose, 25mm Plastic Jet/Spray Nozzle, 3Nos Hose EG Clip, Inlet 1m Hose And 2Nos Hose Adaptor, Inlet: 25mm BSP(F), BS EN671-1 : 2012, Material:Mild Steel, Carton Box (Dwg No. 80800501) |  |  |  | 8080050100002 | 0300332100000 | 1.0000 | nos. |  | 1.1 Complete Assembly - HR
[8080050200000] 25mm X 30m, Manual Fixed Slim Hose Reel, C/W LPCB, EN694 Hose, 25mm Brass Chrome Jet Nozzle, Inlet: 25mm BSP(F), BS EN671-1 : 2012, Material: Mild Steel, Carton Box (Dwg No. 80800502) |  |  |  | 8080050200000 | 0300332100000 | 1.0000 | nos. |  | 1.1 Complete Assembly - HR
[8080050200000] 25mm X 30m, Manual Fixed Slim Hose Reel, C/W LPCB, EN694 Hose, 25mm Brass Chrome Jet Nozzle, Inlet: 25mm BSP(F), BS EN671-1 : 2012, Material: Mild Steel, Carton Box (Dwg No. 80800502) |  |  |  | 8080050200000 | 0303880100000 | 2.0000 | nos. |  | 1.1 Complete Assembly - HR
[8080050200000] 25mm X 30m, Manual Fixed Slim Hose Reel, C/W LPCB, EN694 Hose, 25mm Brass Chrome Jet Nozzle, Inlet: 25mm BSP(F), BS EN671-1 : 2012, Material: Mild Steel, Carton Box (Dwg No. 80800502) |  |  |  | 8080050200000 | 0322320700000 | 2.0000 | nos. |  | 1.1 Complete Assembly - HR
[8080050200000] 25mm X 30m, Manual Fixed Slim Hose Reel, C/W LPCB, EN694 Hose, 25mm Brass Chrome Jet Nozzle, Inlet: 25mm BSP(F), BS EN671-1 : 2012, Material: Mild Steel, Carton Box (Dwg No. 80800502) |  |  |  | 8080050200000 | 0305320000000 | 1.0000 | nos. |  | 1.1 Complete Assembly - HR
[8080050200000] 25mm X 30m, Manual Fixed Slim Hose Reel, C/W LPCB, EN694 Hose, 25mm Brass Chrome Jet Nozzle, Inlet: 25mm BSP(F), BS EN671-1 : 2012, Material: Mild Steel, Carton Box (Dwg No. 80800502) |  |  |  | 8080050200000 | 0306520000000 | 1.0000 | nos. |  | 1.1 Complete Assembly - HR
[8080050200000] 25mm X 30m, Manual Fixed Slim Hose Reel, C/W LPCB, EN694 Hose, 25mm Brass Chrome Jet Nozzle, Inlet: 25mm BSP(F), BS EN671-1 : 2012, Material: Mild Steel, Carton Box (Dwg No. 80800502) |  |  |  | 8080050200000 | 0303880300000 | 1.0000 | nos. |  | 1.1 Complete Assembly - HR
[8080050200000] 25mm X 30m, Manual Fixed Slim Hose Reel, C/W LPCB, EN694 Hose, 25mm Brass Chrome Jet Nozzle, Inlet: 25mm BSP(F), BS EN671-1 : 2012, Material: Mild Steel, Carton Box (Dwg No. 80800502) |  |  |  | 8080050200000 | 0300540000000 | 2.0000 | nos. |  | 1.1 Complete Assembly - HR
[8080050200000] 25mm X 30m, Manual Fixed Slim Hose Reel, C/W LPCB, EN694 Hose, 25mm Brass Chrome Jet Nozzle, Inlet: 25mm BSP(F), BS EN671-1 : 2012, Material: Mild Steel, Carton Box (Dwg No. 80800502) |  |  |  | 8080050200000 | 0301320000000 | 2.0000 | nos. |  | 1.1 Complete Assembly - HR
[8080050200000] 25mm X 30m, Manual Fixed Slim Hose Reel, C/W LPCB, EN694 Hose, 25mm Brass Chrome Jet Nozzle, Inlet: 25mm BSP(F), BS EN671-1 : 2012, Material: Mild Steel, Carton Box (Dwg No. 80800502) |  |  |  | 8080050200000 | 0300710000000 | 1.0000 | nos. |  | 1.1 Complete Assembly - HR
[8080050200000] 25mm X 30m, Manual Fixed Slim Hose Reel, C/W LPCB, EN694 Hose, 25mm Brass Chrome Jet Nozzle, Inlet: 25mm BSP(F), BS EN671-1 : 2012, Material: Mild Steel, Carton Box (Dwg No. 80800502) |  |  |  | 8080050200000 | 0310060000000 | 1.0000 | nos. |  | 1.1 Complete Assembly - HR
[8080050200000] 25mm X 30m, Manual Fixed Slim Hose Reel, C/W LPCB, EN694 Hose, 25mm Brass Chrome Jet Nozzle, Inlet: 25mm BSP(F), BS EN671-1 : 2012, Material: Mild Steel, Carton Box (Dwg No. 80800502) |  |  |  | 8080050200000 | 0301340000000 | 10.0000 | nos. |  | 1.1 Complete Assembly - HR
[8080050200000] 25mm X 30m, Manual Fixed Slim Hose Reel, C/W LPCB, EN694 Hose, 25mm Brass Chrome Jet Nozzle, Inlet: 25mm BSP(F), BS EN671-1 : 2012, Material: Mild Steel, Carton Box (Dwg No. 80800502) |  |  |  | 8080050200000 | 0310050100000 | 1.0000 | nos. |  | 1.1 Complete Assembly - HR
[8080050200000] 25mm X 30m, Manual Fixed Slim Hose Reel, C/W LPCB, EN694 Hose, 25mm Brass Chrome Jet Nozzle, Inlet: 25mm BSP(F), BS EN671-1 : 2012, Material: Mild Steel, Carton Box (Dwg No. 80800502) |  |  |  | 8080050200000 | 0300330000000 | 1.0000 | nos. |  | 1.1 Complete Assembly - HR
[8080050200000] 25mm X 30m, Manual Fixed Slim Hose Reel, C/W LPCB, EN694 Hose, 25mm Brass Chrome Jet Nozzle, Inlet: 25mm BSP(F), BS EN671-1 : 2012, Material: Mild Steel, Carton Box (Dwg No. 80800502) |  |  |  | 8080050200000 | 0300840000000 | 1.0000 | nos. |  | 1.1 Complete Assembly - HR
[8080050200000] 25mm X 30m, Manual Fixed Slim Hose Reel, C/W LPCB, EN694 Hose, 25mm Brass Chrome Jet Nozzle, Inlet: 25mm BSP(F), BS EN671-1 : 2012, Material: Mild Steel, Carton Box (Dwg No. 80800502) |  |  |  | 8080050200000 | 0304750400000 | 1.0000 | pcs |  | 1.1 Complete Assembly - HR
[8080050200000] 25mm X 30m, Manual Fixed Slim Hose Reel, C/W LPCB, EN694 Hose, 25mm Brass Chrome Jet Nozzle, Inlet: 25mm BSP(F), BS EN671-1 : 2012, Material: Mild Steel, Carton Box (Dwg No. 80800502) |  |  |  | 8080050200000 | 0320420400000 | 2.0000 | nos. |  | 1.1 Complete Assembly - HR
[8080050200000] 25mm X 30m, Manual Fixed Slim Hose Reel, C/W LPCB, EN694 Hose, 25mm Brass Chrome Jet Nozzle, Inlet: 25mm BSP(F), BS EN671-1 : 2012, Material: Mild Steel, Carton Box (Dwg No. 80800502) |  |  |  | 8080050200000 | 0323070000000 | 2.0000 | nos. |  | 1.1 Complete Assembly - HR
[8080050200000] 25mm X 30m, Manual Fixed Slim Hose Reel, C/W LPCB, EN694 Hose, 25mm Brass Chrome Jet Nozzle, Inlet: 25mm BSP(F), BS EN671-1 : 2012, Material: Mild Steel, Carton Box (Dwg No. 80800502) |  |  |  | 8080050200000 | 0301300000000 | 1.0000 | nos. |  | 1.1 Complete Assembly - HR
[8080050200000] 25mm X 30m, Manual Fixed Slim Hose Reel, C/W LPCB, EN694 Hose, 25mm Brass Chrome Jet Nozzle, Inlet: 25mm BSP(F), BS EN671-1 : 2012, Material: Mild Steel, Carton Box (Dwg No. 80800502) |  |  |  | 8080050200000 | 0310070200000 | 1.0000 | nos. |  | 1.1 Complete Assembly - HR
[8080050200000] 25mm X 30m, Manual Fixed Slim Hose Reel, C/W LPCB, EN694 Hose, 25mm Brass Chrome Jet Nozzle, Inlet: 25mm BSP(F), BS EN671-1 : 2012, Material: Mild Steel, Carton Box (Dwg No. 80800502) |  |  |  | 8080050200000 | 0311440000000 | 1.0000 | nos. |  | 1.1 Complete Assembly - HR
[8080050200000] 25mm X 30m, Manual Fixed Slim Hose Reel, C/W LPCB, EN694 Hose, 25mm Brass Chrome Jet Nozzle, Inlet: 25mm BSP(F), BS EN671-1 : 2012, Material: Mild Steel, Carton Box (Dwg No. 80800502) |  |  |  | 8080050200000 | 0315390000000 | 1.0000 | nos. |  | 1.1 Complete Assembly - HR
[8080050200001] 25mm X 30m, Manual Fixed Slim Hose Reel, C/W LPCB, EN694 Hose, 25mm Brass Jet/Spray Nozzle, Inlet: 25mm BSP(F), BS EN671-1 : 2012, Material: Mild Steel, Carton Box (Dwg No. 80800502) |  |  |  | 8080050200001 | 0310060000000 | 1.0000 | nos. |  | 1.1 Complete Assembly - HR
[8080050200001] 25mm X 30m, Manual Fixed Slim Hose Reel, C/W LPCB, EN694 Hose, 25mm Brass Jet/Spray Nozzle, Inlet: 25mm BSP(F), BS EN671-1 : 2012, Material: Mild Steel, Carton Box (Dwg No. 80800502) |  |  |  | 8080050200001 | 0310050100000 | 1.0000 | nos. |  | 1.1 Complete Assembly - HR
[8080050200001] 25mm X 30m, Manual Fixed Slim Hose Reel, C/W LPCB, EN694 Hose, 25mm Brass Jet/Spray Nozzle, Inlet: 25mm BSP(F), BS EN671-1 : 2012, Material: Mild Steel, Carton Box (Dwg No. 80800502) |  |  |  | 8080050200001 | 0304750400000 | 1.0000 | pcs |  | 1.1 Complete Assembly - HR
[8080050200001] 25mm X 30m, Manual Fixed Slim Hose Reel, C/W LPCB, EN694 Hose, 25mm Brass Jet/Spray Nozzle, Inlet: 25mm BSP(F), BS EN671-1 : 2012, Material: Mild Steel, Carton Box (Dwg No. 80800502) |  |  |  | 8080050200001 | 0300332100000 | 1.0000 | nos. |  | 1.1 Complete Assembly - HR
[8080050200001] 25mm X 30m, Manual Fixed Slim Hose Reel, C/W LPCB, EN694 Hose, 25mm Brass Jet/Spray Nozzle, Inlet: 25mm BSP(F), BS EN671-1 : 2012, Material: Mild Steel, Carton Box (Dwg No. 80800502) |  |  |  | 8080050200001 | 0301340000000 | 10.0000 | nos. |  | 1.1 Complete Assembly - HR
[8080050200001] 25mm X 30m, Manual Fixed Slim Hose Reel, C/W LPCB, EN694 Hose, 25mm Brass Jet/Spray Nozzle, Inlet: 25mm BSP(F), BS EN671-1 : 2012, Material: Mild Steel, Carton Box (Dwg No. 80800502) |  |  |  | 8080050200001 | 0303880100000 | 2.0000 | nos. |  | 1.1 Complete Assembly - HR
[8080050200001] 25mm X 30m, Manual Fixed Slim Hose Reel, C/W LPCB, EN694 Hose, 25mm Brass Jet/Spray Nozzle, Inlet: 25mm BSP(F), BS EN671-1 : 2012, Material: Mild Steel, Carton Box (Dwg No. 80800502) |  |  |  | 8080050200001 | 0306520000000 | 1.0000 | nos. |  | 1.1 Complete Assembly - HR
[8080050200001] 25mm X 30m, Manual Fixed Slim Hose Reel, C/W LPCB, EN694 Hose, 25mm Brass Jet/Spray Nozzle, Inlet: 25mm BSP(F), BS EN671-1 : 2012, Material: Mild Steel, Carton Box (Dwg No. 80800502) |  |  |  | 8080050200001 | 0320420400000 | 2.0000 | nos. |  | 1.1 Complete Assembly - HR
[8080050200001] 25mm X 30m, Manual Fixed Slim Hose Reel, C/W LPCB, EN694 Hose, 25mm Brass Jet/Spray Nozzle, Inlet: 25mm BSP(F), BS EN671-1 : 2012, Material: Mild Steel, Carton Box (Dwg No. 80800502) |  |  |  | 8080050200001 | 0300540000000 | 2.0000 | nos. |  | 1.1 Complete Assembly - HR
[8080050200001] 25mm X 30m, Manual Fixed Slim Hose Reel, C/W LPCB, EN694 Hose, 25mm Brass Jet/Spray Nozzle, Inlet: 25mm BSP(F), BS EN671-1 : 2012, Material: Mild Steel, Carton Box (Dwg No. 80800502) |  |  |  | 8080050200001 | 0315390000000 | 1.0000 | nos. |  | 1.1 Complete Assembly - HR
[8080050200001] 25mm X 30m, Manual Fixed Slim Hose Reel, C/W LPCB, EN694 Hose, 25mm Brass Jet/Spray Nozzle, Inlet: 25mm BSP(F), BS EN671-1 : 2012, Material: Mild Steel, Carton Box (Dwg No. 80800502) |  |  |  | 8080050200001 | 0317260000000 | 1.0000 | nos. |  | 1.1 Complete Assembly - HR
[8080050200001] 25mm X 30m, Manual Fixed Slim Hose Reel, C/W LPCB, EN694 Hose, 25mm Brass Jet/Spray Nozzle, Inlet: 25mm BSP(F), BS EN671-1 : 2012, Material: Mild Steel, Carton Box (Dwg No. 80800502) |  |  |  | 8080050200001 | 0301320000000 | 2.0000 | nos. |  | 1.1 Complete Assembly - HR
[8080050200001] 25mm X 30m, Manual Fixed Slim Hose Reel, C/W LPCB, EN694 Hose, 25mm Brass Jet/Spray Nozzle, Inlet: 25mm BSP(F), BS EN671-1 : 2012, Material: Mild Steel, Carton Box (Dwg No. 80800502) |  |  |  | 8080050200001 | 0305320000000 | 1.0000 | nos. |  | 1.1 Complete Assembly - HR
[8080050200001] 25mm X 30m, Manual Fixed Slim Hose Reel, C/W LPCB, EN694 Hose, 25mm Brass Jet/Spray Nozzle, Inlet: 25mm BSP(F), BS EN671-1 : 2012, Material: Mild Steel, Carton Box (Dwg No. 80800502) |  |  |  | 8080050200001 | 0311440000000 | 1.0000 | nos. |  | 1.1 Complete Assembly - HR
[8080050200001] 25mm X 30m, Manual Fixed Slim Hose Reel, C/W LPCB, EN694 Hose, 25mm Brass Jet/Spray Nozzle, Inlet: 25mm BSP(F), BS EN671-1 : 2012, Material: Mild Steel, Carton Box (Dwg No. 80800502) |  |  |  | 8080050200001 | 0303880300000 | 1.0000 | nos. |  | 1.1 Complete Assembly - HR
[8080050200001] 25mm X 30m, Manual Fixed Slim Hose Reel, C/W LPCB, EN694 Hose, 25mm Brass Jet/Spray Nozzle, Inlet: 25mm BSP(F), BS EN671-1 : 2012, Material: Mild Steel, Carton Box (Dwg No. 80800502) |  |  |  | 8080050200001 | 0301300000000 | 1.0000 | nos. |  | 1.1 Complete Assembly - HR
[8080050200001] 25mm X 30m, Manual Fixed Slim Hose Reel, C/W LPCB, EN694 Hose, 25mm Brass Jet/Spray Nozzle, Inlet: 25mm BSP(F), BS EN671-1 : 2012, Material: Mild Steel, Carton Box (Dwg No. 80800502) |  |  |  | 8080050200001 | 0300710000000 | 1.0000 | nos. |  | 1.1 Complete Assembly - HR
[8080050200001] 25mm X 30m, Manual Fixed Slim Hose Reel, C/W LPCB, EN694 Hose, 25mm Brass Jet/Spray Nozzle, Inlet: 25mm BSP(F), BS EN671-1 : 2012, Material: Mild Steel, Carton Box (Dwg No. 80800502) |  |  |  | 8080050200001 | 0322320700000 | 2.0000 | nos. |  | 1.1 Complete Assembly - HR
[8080050200001] 25mm X 30m, Manual Fixed Slim Hose Reel, C/W LPCB, EN694 Hose, 25mm Brass Jet/Spray Nozzle, Inlet: 25mm BSP(F), BS EN671-1 : 2012, Material: Mild Steel, Carton Box (Dwg No. 80800502) |  |  |  | 8080050200001 | 0323070000000 | 2.0000 | nos. |  | 1.1 Complete Assembly - HR
[8080050200001] 25mm X 30m, Manual Fixed Slim Hose Reel, C/W LPCB, EN694 Hose, 25mm Brass Jet/Spray Nozzle, Inlet: 25mm BSP(F), BS EN671-1 : 2012, Material: Mild Steel, Carton Box (Dwg No. 80800502) |  |  |  | 8080050200001 | 0310070200000 | 1.0000 | nos. |  | 1.1 Complete Assembly - HR
[8080050200001] 25mm X 30m, Manual Fixed Slim Hose Reel, C/W LPCB, EN694 Hose, 25mm Brass Jet/Spray Nozzle, Inlet: 25mm BSP(F), BS EN671-1 : 2012, Material: Mild Steel, Carton Box (Dwg No. 80800502) |  |  |  | 8080050200001 | 0300330000000 | 1.0000 | nos. |  | 1.1 Complete Assembly - HR
[8080050200002] 25mm X 30m, Manual Fixed Slim Hose Reel, C/W LPCB, EN694 Hose, 25mm Plastic Jet/Spray Nozzle, 3 Nos Hose EG Clip, Inlet: 25mm BSP(F), BS EN671-1 : 2012, Material: Mild Steel, Carton Box (Dwg No. 80800502) |  |  |  | 8080050200002 | 0315390000000 | 1.0000 | nos. |  | 1.1 Complete Assembly - HR
[8080050200002] 25mm X 30m, Manual Fixed Slim Hose Reel, C/W LPCB, EN694 Hose, 25mm Plastic Jet/Spray Nozzle, 3 Nos Hose EG Clip, Inlet: 25mm BSP(F), BS EN671-1 : 2012, Material: Mild Steel, Carton Box (Dwg No. 80800502) |  |  |  | 8080050200002 | 0300330000000 | 1.0000 | nos. |  | 1.1 Complete Assembly - HR
[8080050200002] 25mm X 30m, Manual Fixed Slim Hose Reel, C/W LPCB, EN694 Hose, 25mm Plastic Jet/Spray Nozzle, 3 Nos Hose EG Clip, Inlet: 25mm BSP(F), BS EN671-1 : 2012, Material: Mild Steel, Carton Box (Dwg No. 80800502) |  |  |  | 8080050200002 | 0300710000000 | 1.0000 | nos. |  | 1.1 Complete Assembly - HR
[8080050200002] 25mm X 30m, Manual Fixed Slim Hose Reel, C/W LPCB, EN694 Hose, 25mm Plastic Jet/Spray Nozzle, 3 Nos Hose EG Clip, Inlet: 25mm BSP(F), BS EN671-1 : 2012, Material: Mild Steel, Carton Box (Dwg No. 80800502) |  |  |  | 8080050200002 | 0301300000000 | 1.0000 | nos. |  | 1.1 Complete Assembly - HR
[8080050200002] 25mm X 30m, Manual Fixed Slim Hose Reel, C/W LPCB, EN694 Hose, 25mm Plastic Jet/Spray Nozzle, 3 Nos Hose EG Clip, Inlet: 25mm BSP(F), BS EN671-1 : 2012, Material: Mild Steel, Carton Box (Dwg No. 80800502) |  |  |  | 8080050200002 | 0310060000000 | 1.0000 | nos. |  | 1.1 Complete Assembly - HR
[8080050200002] 25mm X 30m, Manual Fixed Slim Hose Reel, C/W LPCB, EN694 Hose, 25mm Plastic Jet/Spray Nozzle, 3 Nos Hose EG Clip, Inlet: 25mm BSP(F), BS EN671-1 : 2012, Material: Mild Steel, Carton Box (Dwg No. 80800502) |  |  |  | 8080050200002 | 0310070200000 | 1.0000 | nos. |  | 1.1 Complete Assembly - HR
[8080050200002] 25mm X 30m, Manual Fixed Slim Hose Reel, C/W LPCB, EN694 Hose, 25mm Plastic Jet/Spray Nozzle, 3 Nos Hose EG Clip, Inlet: 25mm BSP(F), BS EN671-1 : 2012, Material: Mild Steel, Carton Box (Dwg No. 80800502) |  |  |  | 8080050200002 | 0311440000000 | 1.0000 | nos. |  | 1.1 Complete Assembly - HR
[8080050200002] 25mm X 30m, Manual Fixed Slim Hose Reel, C/W LPCB, EN694 Hose, 25mm Plastic Jet/Spray Nozzle, 3 Nos Hose EG Clip, Inlet: 25mm BSP(F), BS EN671-1 : 2012, Material: Mild Steel, Carton Box (Dwg No. 80800502) |  |  |  | 8080050200002 | 0300850200000 | 1.0000 | nos. |  | 1.1 Complete Assembly - HR
[8080050200002] 25mm X 30m, Manual Fixed Slim Hose Reel, C/W LPCB, EN694 Hose, 25mm Plastic Jet/Spray Nozzle, 3 Nos Hose EG Clip, Inlet: 25mm BSP(F), BS EN671-1 : 2012, Material: Mild Steel, Carton Box (Dwg No. 80800502) |  |  |  | 8080050200002 | 0303880100000 | 2.0000 | nos. |  | 1.1 Complete Assembly - HR
[8080050200002] 25mm X 30m, Manual Fixed Slim Hose Reel, C/W LPCB, EN694 Hose, 25mm Plastic Jet/Spray Nozzle, 3 Nos Hose EG Clip, Inlet: 25mm BSP(F), BS EN671-1 : 2012, Material: Mild Steel, Carton Box (Dwg No. 80800502) |  |  |  | 8080050200002 | 0306520000000 | 1.0000 | nos. |  | 1.1 Complete Assembly - HR
[8080050200002] 25mm X 30m, Manual Fixed Slim Hose Reel, C/W LPCB, EN694 Hose, 25mm Plastic Jet/Spray Nozzle, 3 Nos Hose EG Clip, Inlet: 25mm BSP(F), BS EN671-1 : 2012, Material: Mild Steel, Carton Box (Dwg No. 80800502) |  |  |  | 8080050200002 | 0304750400000 | 1.0000 | pcs |  | 1.1 Complete Assembly - HR
[8080050200002] 25mm X 30m, Manual Fixed Slim Hose Reel, C/W LPCB, EN694 Hose, 25mm Plastic Jet/Spray Nozzle, 3 Nos Hose EG Clip, Inlet: 25mm BSP(F), BS EN671-1 : 2012, Material: Mild Steel, Carton Box (Dwg No. 80800502) |  |  |  | 8080050200002 | 0310050100000 | 1.0000 | nos. |  | 1.1 Complete Assembly - HR
[8080050200002] 25mm X 30m, Manual Fixed Slim Hose Reel, C/W LPCB, EN694 Hose, 25mm Plastic Jet/Spray Nozzle, 3 Nos Hose EG Clip, Inlet: 25mm BSP(F), BS EN671-1 : 2012, Material: Mild Steel, Carton Box (Dwg No. 80800502) |  |  |  | 8080050200002 | 0323070000000 | 2.0000 | nos. |  | 1.1 Complete Assembly - HR
[8080050200002] 25mm X 30m, Manual Fixed Slim Hose Reel, C/W LPCB, EN694 Hose, 25mm Plastic Jet/Spray Nozzle, 3 Nos Hose EG Clip, Inlet: 25mm BSP(F), BS EN671-1 : 2012, Material: Mild Steel, Carton Box (Dwg No. 80800502) |  |  |  | 8080050200002 | 0301340000000 | 10.0000 | nos. |  | 1.1 Complete Assembly - HR
[8080050200002] 25mm X 30m, Manual Fixed Slim Hose Reel, C/W LPCB, EN694 Hose, 25mm Plastic Jet/Spray Nozzle, 3 Nos Hose EG Clip, Inlet: 25mm BSP(F), BS EN671-1 : 2012, Material: Mild Steel, Carton Box (Dwg No. 80800502) |  |  |  | 8080050200002 | 0322320700000 | 2.0000 | nos. |  | 1.1 Complete Assembly - HR
[8080050200002] 25mm X 30m, Manual Fixed Slim Hose Reel, C/W LPCB, EN694 Hose, 25mm Plastic Jet/Spray Nozzle, 3 Nos Hose EG Clip, Inlet: 25mm BSP(F), BS EN671-1 : 2012, Material: Mild Steel, Carton Box (Dwg No. 80800502) |  |  |  | 8080050200002 | 0300540000000 | 2.0000 | nos. |  | 1.1 Complete Assembly - HR
[8080050200002] 25mm X 30m, Manual Fixed Slim Hose Reel, C/W LPCB, EN694 Hose, 25mm Plastic Jet/Spray Nozzle, 3 Nos Hose EG Clip, Inlet: 25mm BSP(F), BS EN671-1 : 2012, Material: Mild Steel, Carton Box (Dwg No. 80800502) |  |  |  | 8080050200002 | 0301320000000 | 3.0000 | nos. |  | 1.1 Complete Assembly - HR
[8080050200002] 25mm X 30m, Manual Fixed Slim Hose Reel, C/W LPCB, EN694 Hose, 25mm Plastic Jet/Spray Nozzle, 3 Nos Hose EG Clip, Inlet: 25mm BSP(F), BS EN671-1 : 2012, Material: Mild Steel, Carton Box (Dwg No. 80800502) |  |  |  | 8080050200002 | 0305320000000 | 1.0000 | nos. |  | 1.1 Complete Assembly - HR
[8080050200002] 25mm X 30m, Manual Fixed Slim Hose Reel, C/W LPCB, EN694 Hose, 25mm Plastic Jet/Spray Nozzle, 3 Nos Hose EG Clip, Inlet: 25mm BSP(F), BS EN671-1 : 2012, Material: Mild Steel, Carton Box (Dwg No. 80800502) |  |  |  | 8080050200002 | 0300332100000 | 1.0000 | nos. |  | 1.1 Complete Assembly - HR
[8080050200002] 25mm X 30m, Manual Fixed Slim Hose Reel, C/W LPCB, EN694 Hose, 25mm Plastic Jet/Spray Nozzle, 3 Nos Hose EG Clip, Inlet: 25mm BSP(F), BS EN671-1 : 2012, Material: Mild Steel, Carton Box (Dwg No. 80800502) |  |  |  | 8080050200002 | 0320420400000 | 2.0000 | nos. |  | 1.1 Complete Assembly - HR
[8080050200003] 25mm X 30m, Manual Fixed Slim Hose Reel, C/W MED, EN694 Hose, 25mm Brass Chrome Jet Nozzle, Inlet: 25mm BSP(F), BS EN671-1 : 2012, Material: Mild Steel, Carton Box (Dwg No. 80800502) |  |  |  | 8080050200003 | 0305320000000 | 1.0000 | nos. |  | 1.1 Complete Assembly - HR
[8080050200003] 25mm X 30m, Manual Fixed Slim Hose Reel, C/W MED, EN694 Hose, 25mm Brass Chrome Jet Nozzle, Inlet: 25mm BSP(F), BS EN671-1 : 2012, Material: Mild Steel, Carton Box (Dwg No. 80800502) |  |  |  | 8080050200003 | 0310060000000 | 1.0000 | nos. |  | 1.1 Complete Assembly - HR
[8080050200003] 25mm X 30m, Manual Fixed Slim Hose Reel, C/W MED, EN694 Hose, 25mm Brass Chrome Jet Nozzle, Inlet: 25mm BSP(F), BS EN671-1 : 2012, Material: Mild Steel, Carton Box (Dwg No. 80800502) |  |  |  | 8080050200003 | 0322320700000 | 2.0000 | nos. |  | 1.1 Complete Assembly - HR
[8080050200003] 25mm X 30m, Manual Fixed Slim Hose Reel, C/W MED, EN694 Hose, 25mm Brass Chrome Jet Nozzle, Inlet: 25mm BSP(F), BS EN671-1 : 2012, Material: Mild Steel, Carton Box (Dwg No. 80800502) |  |  |  | 8080050200003 | 0301320100000 | 2.0000 | nos. |  | 1.1 Complete Assembly - HR
[8080050200003] 25mm X 30m, Manual Fixed Slim Hose Reel, C/W MED, EN694 Hose, 25mm Brass Chrome Jet Nozzle, Inlet: 25mm BSP(F), BS EN671-1 : 2012, Material: Mild Steel, Carton Box (Dwg No. 80800502) |  |  |  | 8080050200003 | 0311440000000 | 1.0000 | nos. |  | 1.1 Complete Assembly - HR
[8080050200003] 25mm X 30m, Manual Fixed Slim Hose Reel, C/W MED, EN694 Hose, 25mm Brass Chrome Jet Nozzle, Inlet: 25mm BSP(F), BS EN671-1 : 2012, Material: Mild Steel, Carton Box (Dwg No. 80800502) |  |  |  | 8080050200003 | 0300540000000 | 2.0000 | nos. |  | 1.1 Complete Assembly - HR
[8080050200003] 25mm X 30m, Manual Fixed Slim Hose Reel, C/W MED, EN694 Hose, 25mm Brass Chrome Jet Nozzle, Inlet: 25mm BSP(F), BS EN671-1 : 2012, Material: Mild Steel, Carton Box (Dwg No. 80800502) |  |  |  | 8080050200003 | 0300332100000 | 1.0000 | nos. |  | 1.1 Complete Assembly - HR
[8080050200003] 25mm X 30m, Manual Fixed Slim Hose Reel, C/W MED, EN694 Hose, 25mm Brass Chrome Jet Nozzle, Inlet: 25mm BSP(F), BS EN671-1 : 2012, Material: Mild Steel, Carton Box (Dwg No. 80800502) |  |  |  | 8080050200003 | 0300710000000 | 1.0000 | nos. |  | 1.1 Complete Assembly - HR
[8080050200003] 25mm X 30m, Manual Fixed Slim Hose Reel, C/W MED, EN694 Hose, 25mm Brass Chrome Jet Nozzle, Inlet: 25mm BSP(F), BS EN671-1 : 2012, Material: Mild Steel, Carton Box (Dwg No. 80800502) |  |  |  | 8080050200003 | 0320420400000 | 2.0000 | nos. |  | 1.1 Complete Assembly - HR
[8080050200003] 25mm X 30m, Manual Fixed Slim Hose Reel, C/W MED, EN694 Hose, 25mm Brass Chrome Jet Nozzle, Inlet: 25mm BSP(F), BS EN671-1 : 2012, Material: Mild Steel, Carton Box (Dwg No. 80800502) |  |  |  | 8080050200003 | 0301300000000 | 1.0000 | nos. |  | 1.1 Complete Assembly - HR
[8080050200003] 25mm X 30m, Manual Fixed Slim Hose Reel, C/W MED, EN694 Hose, 25mm Brass Chrome Jet Nozzle, Inlet: 25mm BSP(F), BS EN671-1 : 2012, Material: Mild Steel, Carton Box (Dwg No. 80800502) |  |  |  | 8080050200003 | 0304750400000 | 1.0000 | pcs |  | 1.1 Complete Assembly - HR
[8080050200003] 25mm X 30m, Manual Fixed Slim Hose Reel, C/W MED, EN694 Hose, 25mm Brass Chrome Jet Nozzle, Inlet: 25mm BSP(F), BS EN671-1 : 2012, Material: Mild Steel, Carton Box (Dwg No. 80800502) |  |  |  | 8080050200003 | 0323070000000 | 2.0000 | nos. |  | 1.1 Complete Assembly - HR
[8080050200003] 25mm X 30m, Manual Fixed Slim Hose Reel, C/W MED, EN694 Hose, 25mm Brass Chrome Jet Nozzle, Inlet: 25mm BSP(F), BS EN671-1 : 2012, Material: Mild Steel, Carton Box (Dwg No. 80800502) |  |  |  | 8080050200003 | 0301340000000 | 10.0000 | nos. |  | 1.1 Complete Assembly - HR
[8080050200003] 25mm X 30m, Manual Fixed Slim Hose Reel, C/W MED, EN694 Hose, 25mm Brass Chrome Jet Nozzle, Inlet: 25mm BSP(F), BS EN671-1 : 2012, Material: Mild Steel, Carton Box (Dwg No. 80800502) |  |  |  | 8080050200003 | 0303880100000 | 2.0000 | nos. |  | 1.1 Complete Assembly - HR
[8080050200003] 25mm X 30m, Manual Fixed Slim Hose Reel, C/W MED, EN694 Hose, 25mm Brass Chrome Jet Nozzle, Inlet: 25mm BSP(F), BS EN671-1 : 2012, Material: Mild Steel, Carton Box (Dwg No. 80800502) |  |  |  | 8080050200003 | 0306520000000 | 1.0000 | nos. |  | 1.1 Complete Assembly - HR
[8080050200003] 25mm X 30m, Manual Fixed Slim Hose Reel, C/W MED, EN694 Hose, 25mm Brass Chrome Jet Nozzle, Inlet: 25mm BSP(F), BS EN671-1 : 2012, Material: Mild Steel, Carton Box (Dwg No. 80800502) |  |  |  | 8080050200003 | 0315390000000 | 1.0000 | nos. |  | 1.1 Complete Assembly - HR
[8080050200003] 25mm X 30m, Manual Fixed Slim Hose Reel, C/W MED, EN694 Hose, 25mm Brass Chrome Jet Nozzle, Inlet: 25mm BSP(F), BS EN671-1 : 2012, Material: Mild Steel, Carton Box (Dwg No. 80800502) |  |  |  | 8080050200003 | 0310050100000 | 1.0000 | nos. |  | 1.1 Complete Assembly - HR
[8080050200003] 25mm X 30m, Manual Fixed Slim Hose Reel, C/W MED, EN694 Hose, 25mm Brass Chrome Jet Nozzle, Inlet: 25mm BSP(F), BS EN671-1 : 2012, Material: Mild Steel, Carton Box (Dwg No. 80800502) |  |  |  | 8080050200003 | 0310070200000 | 1.0000 | nos. |  | 1.1 Complete Assembly - HR
[8080050200003] 25mm X 30m, Manual Fixed Slim Hose Reel, C/W MED, EN694 Hose, 25mm Brass Chrome Jet Nozzle, Inlet: 25mm BSP(F), BS EN671-1 : 2012, Material: Mild Steel, Carton Box (Dwg No. 80800502) |  |  |  | 8080050200003 | 0300330000000 | 1.0000 | nos. |  | 1.1 Complete Assembly - HR
[8080050200003] 25mm X 30m, Manual Fixed Slim Hose Reel, C/W MED, EN694 Hose, 25mm Brass Chrome Jet Nozzle, Inlet: 25mm BSP(F), BS EN671-1 : 2012, Material: Mild Steel, Carton Box (Dwg No. 80800502) |  |  |  | 8080050200003 | 0300840000000 | 1.0000 | nos. |  | 1.1 Complete Assembly - HR
[8080050200003] 25mm X 30m, Manual Fixed Slim Hose Reel, C/W MED, EN694 Hose, 25mm Brass Chrome Jet Nozzle, Inlet: 25mm BSP(F), BS EN671-1 : 2012, Material: Mild Steel, Carton Box (Dwg No. 80800502) |  |  |  | 8080050200003 | 0303880300000 | 1.0000 | nos. |  | 1.1 Complete Assembly - HR
[8080050200005] 25mm X 20m, Manual Fixed Slim Hose Reel, C/W MED, EN694 Hose, 25mm Brass Jet/Spray Nozzle, Inlet: 25mm BSP(F), BS EN671-1 : 2012, Material: Mild Steel, 1" Brass Gate Valve , Carton Box (Dwg No. 80800502) |  |  |  | 8080050200005 | 0301320900000 | 4.0000 | nos. |  | 1.1 Complete Assembly - HR
[8080050200005] 25mm X 20m, Manual Fixed Slim Hose Reel, C/W MED, EN694 Hose, 25mm Brass Jet/Spray Nozzle, Inlet: 25mm BSP(F), BS EN671-1 : 2012, Material: Mild Steel, 1" Brass Gate Valve , Carton Box (Dwg No. 80800502) |  |  |  | 8080050200005 | 0320420400000 | 2.0000 | nos. |  | 1.1 Complete Assembly - HR
[8080050200005] 25mm X 20m, Manual Fixed Slim Hose Reel, C/W MED, EN694 Hose, 25mm Brass Jet/Spray Nozzle, Inlet: 25mm BSP(F), BS EN671-1 : 2012, Material: Mild Steel, 1" Brass Gate Valve , Carton Box (Dwg No. 80800502) |  |  |  | 8080050200005 | 0300710000000 | 1.0000 | nos. |  | 1.1 Complete Assembly - HR
[8080050200005] 25mm X 20m, Manual Fixed Slim Hose Reel, C/W MED, EN694 Hose, 25mm Brass Jet/Spray Nozzle, Inlet: 25mm BSP(F), BS EN671-1 : 2012, Material: Mild Steel, 1" Brass Gate Valve , Carton Box (Dwg No. 80800502) |  |  |  | 8080050200005 | 0310050100000 | 1.0000 | nos. |  | 1.1 Complete Assembly - HR
[8080050200005] 25mm X 20m, Manual Fixed Slim Hose Reel, C/W MED, EN694 Hose, 25mm Brass Jet/Spray Nozzle, Inlet: 25mm BSP(F), BS EN671-1 : 2012, Material: Mild Steel, 1" Brass Gate Valve , Carton Box (Dwg No. 80800502) |  |  |  | 8080050200005 | 0305320000000 | 1.0000 | nos. |  | 1.1 Complete Assembly - HR
[8080050200005] 25mm X 20m, Manual Fixed Slim Hose Reel, C/W MED, EN694 Hose, 25mm Brass Jet/Spray Nozzle, Inlet: 25mm BSP(F), BS EN671-1 : 2012, Material: Mild Steel, 1" Brass Gate Valve , Carton Box (Dwg No. 80800502) |  |  |  | 8080050200005 | 0310070200000 | 1.0000 | nos. |  | 1.1 Complete Assembly - HR
[8080050200005] 25mm X 20m, Manual Fixed Slim Hose Reel, C/W MED, EN694 Hose, 25mm Brass Jet/Spray Nozzle, Inlet: 25mm BSP(F), BS EN671-1 : 2012, Material: Mild Steel, 1" Brass Gate Valve , Carton Box (Dwg No. 80800502) |  |  |  | 8080050200005 | 0311440000000 | 1.0000 | nos. |  | 1.1 Complete Assembly - HR
[8080050200005] 25mm X 20m, Manual Fixed Slim Hose Reel, C/W MED, EN694 Hose, 25mm Brass Jet/Spray Nozzle, Inlet: 25mm BSP(F), BS EN671-1 : 2012, Material: Mild Steel, 1" Brass Gate Valve , Carton Box (Dwg No. 80800502) |  |  |  | 8080050200005 | 0300330500000 | 1.0000 | nos. |  | 1.1 Complete Assembly - HR
[8080050200005] 25mm X 20m, Manual Fixed Slim Hose Reel, C/W MED, EN694 Hose, 25mm Brass Jet/Spray Nozzle, Inlet: 25mm BSP(F), BS EN671-1 : 2012, Material: Mild Steel, 1" Brass Gate Valve , Carton Box (Dwg No. 80800502) |  |  |  | 8080050200005 | 0300540000000 | 2.0000 | nos. |  | 1.1 Complete Assembly - HR
[8080050200005] 25mm X 20m, Manual Fixed Slim Hose Reel, C/W MED, EN694 Hose, 25mm Brass Jet/Spray Nozzle, Inlet: 25mm BSP(F), BS EN671-1 : 2012, Material: Mild Steel, 1" Brass Gate Valve , Carton Box (Dwg No. 80800502) |  |  |  | 8080050200005 | 0317260000000 | 1.0000 | nos. |  | 1.1 Complete Assembly - HR
[8080050200005] 25mm X 20m, Manual Fixed Slim Hose Reel, C/W MED, EN694 Hose, 25mm Brass Jet/Spray Nozzle, Inlet: 25mm BSP(F), BS EN671-1 : 2012, Material: Mild Steel, 1" Brass Gate Valve , Carton Box (Dwg No. 80800502) |  |  |  | 8080050200005 | 0310060000000 | 1.0000 | nos. |  | 1.1 Complete Assembly - HR
[8080050200005] 25mm X 20m, Manual Fixed Slim Hose Reel, C/W MED, EN694 Hose, 25mm Brass Jet/Spray Nozzle, Inlet: 25mm BSP(F), BS EN671-1 : 2012, Material: Mild Steel, 1" Brass Gate Valve , Carton Box (Dwg No. 80800502) |  |  |  | 8080050200005 | 0323070000000 | 2.0000 | nos. |  | 1.1 Complete Assembly - HR
[8080050200005] 25mm X 20m, Manual Fixed Slim Hose Reel, C/W MED, EN694 Hose, 25mm Brass Jet/Spray Nozzle, Inlet: 25mm BSP(F), BS EN671-1 : 2012, Material: Mild Steel, 1" Brass Gate Valve , Carton Box (Dwg No. 80800502) |  |  |  | 8080050200005 | 0306520000000 | 1.0000 | nos. |  | 1.1 Complete Assembly - HR
[8080050200005] 25mm X 20m, Manual Fixed Slim Hose Reel, C/W MED, EN694 Hose, 25mm Brass Jet/Spray Nozzle, Inlet: 25mm BSP(F), BS EN671-1 : 2012, Material: Mild Steel, 1" Brass Gate Valve , Carton Box (Dwg No. 80800502) |  |  |  | 8080050200005 | 0322320700000 | 2.0000 | nos. |  | 1.1 Complete Assembly - HR
[8080050200005] 25mm X 20m, Manual Fixed Slim Hose Reel, C/W MED, EN694 Hose, 25mm Brass Jet/Spray Nozzle, Inlet: 25mm BSP(F), BS EN671-1 : 2012, Material: Mild Steel, 1" Brass Gate Valve , Carton Box (Dwg No. 80800502) |  |  |  | 8080050200005 | 0303880300000 | 1.0000 | nos. |  | 1.1 Complete Assembly - HR
[8080050200005] 25mm X 20m, Manual Fixed Slim Hose Reel, C/W MED, EN694 Hose, 25mm Brass Jet/Spray Nozzle, Inlet: 25mm BSP(F), BS EN671-1 : 2012, Material: Mild Steel, 1" Brass Gate Valve , Carton Box (Dwg No. 80800502) |  |  |  | 8080050200005 | 0301340000000 | 10.0000 | nos. |  | 1.1 Complete Assembly - HR
[8080050200005] 25mm X 20m, Manual Fixed Slim Hose Reel, C/W MED, EN694 Hose, 25mm Brass Jet/Spray Nozzle, Inlet: 25mm BSP(F), BS EN671-1 : 2012, Material: Mild Steel, 1" Brass Gate Valve , Carton Box (Dwg No. 80800502) |  |  |  | 8080050200005 | 0301300000000 | 1.0000 | nos. |  | 1.1 Complete Assembly - HR
[8080050200005] 25mm X 20m, Manual Fixed Slim Hose Reel, C/W MED, EN694 Hose, 25mm Brass Jet/Spray Nozzle, Inlet: 25mm BSP(F), BS EN671-1 : 2012, Material: Mild Steel, 1" Brass Gate Valve , Carton Box (Dwg No. 80800502) |  |  |  | 8080050200005 | 0300332000000 | 1.0000 | nos. |  | 1.1 Complete Assembly - HR
[8080050200005] 25mm X 20m, Manual Fixed Slim Hose Reel, C/W MED, EN694 Hose, 25mm Brass Jet/Spray Nozzle, Inlet: 25mm BSP(F), BS EN671-1 : 2012, Material: Mild Steel, 1" Brass Gate Valve , Carton Box (Dwg No. 80800502) |  |  |  | 8080050200005 | 0315390000000 | 1.0000 | nos. |  | 1.1 Complete Assembly - HR
[8080050200005] 25mm X 20m, Manual Fixed Slim Hose Reel, C/W MED, EN694 Hose, 25mm Brass Jet/Spray Nozzle, Inlet: 25mm BSP(F), BS EN671-1 : 2012, Material: Mild Steel, 1" Brass Gate Valve , Carton Box (Dwg No. 80800502) |  |  |  | 8080050200005 | 0301320100000 | 2.0000 | nos. |  | 1.1 Complete Assembly - HR
[8080050200005] 25mm X 20m, Manual Fixed Slim Hose Reel, C/W MED, EN694 Hose, 25mm Brass Jet/Spray Nozzle, Inlet: 25mm BSP(F), BS EN671-1 : 2012, Material: Mild Steel, 1" Brass Gate Valve , Carton Box (Dwg No. 80800502) |  |  |  | 8080050200005 | 0301350300000 | 2.0000 | nos. |  | 1.1 Complete Assembly - HR
[8080050200005] 25mm X 20m, Manual Fixed Slim Hose Reel, C/W MED, EN694 Hose, 25mm Brass Jet/Spray Nozzle, Inlet: 25mm BSP(F), BS EN671-1 : 2012, Material: Mild Steel, 1" Brass Gate Valve , Carton Box (Dwg No. 80800502) |  |  |  | 8080050200005 | 0304750400000 | 1.0000 | pcs |  | 1.1 Complete Assembly - HR
[8080050300000] 25mm x 30m Automatic Fixed Slim Hose Reel c/w LPCB, EN694 Hose, 25mm Brass Chrome Jet Nozzle, Inlet: 25mm BSP(F), BS EN671-1 : 2012 c/w Carton Box, Material EG (Dwg No. 80800503) |  |  |  | 8080050300000 | 0301340000000 | 10.0000 | nos. |  | 1.1 Complete Assembly - HR
[8080050300000] 25mm x 30m Automatic Fixed Slim Hose Reel c/w LPCB, EN694 Hose, 25mm Brass Chrome Jet Nozzle, Inlet: 25mm BSP(F), BS EN671-1 : 2012 c/w Carton Box, Material EG (Dwg No. 80800503) |  |  |  | 8080050300000 | 0300330000000 | 1.0000 | nos. |  | 1.1 Complete Assembly - HR
[8080050300000] 25mm x 30m Automatic Fixed Slim Hose Reel c/w LPCB, EN694 Hose, 25mm Brass Chrome Jet Nozzle, Inlet: 25mm BSP(F), BS EN671-1 : 2012 c/w Carton Box, Material EG (Dwg No. 80800503) |  |  |  | 8080050300000 | 0301300000000 | 1.0000 | nos. |  | 1.1 Complete Assembly - HR
[8080050300000] 25mm x 30m Automatic Fixed Slim Hose Reel c/w LPCB, EN694 Hose, 25mm Brass Chrome Jet Nozzle, Inlet: 25mm BSP(F), BS EN671-1 : 2012 c/w Carton Box, Material EG (Dwg No. 80800503) |  |  |  | 8080050300000 | 0310060000000 | 1.0000 | nos. |  | 1.1 Complete Assembly - HR
[8080050300000] 25mm x 30m Automatic Fixed Slim Hose Reel c/w LPCB, EN694 Hose, 25mm Brass Chrome Jet Nozzle, Inlet: 25mm BSP(F), BS EN671-1 : 2012 c/w Carton Box, Material EG (Dwg No. 80800503) |  |  |  | 8080050300000 | 0303880100000 | 2.0000 | nos. |  | 1.1 Complete Assembly - HR
[8080050300000] 25mm x 30m Automatic Fixed Slim Hose Reel c/w LPCB, EN694 Hose, 25mm Brass Chrome Jet Nozzle, Inlet: 25mm BSP(F), BS EN671-1 : 2012 c/w Carton Box, Material EG (Dwg No. 80800503) |  |  |  | 8080050300000 | 0320420400000 | 2.0000 | nos. |  | 1.1 Complete Assembly - HR
[8080050300000] 25mm x 30m Automatic Fixed Slim Hose Reel c/w LPCB, EN694 Hose, 25mm Brass Chrome Jet Nozzle, Inlet: 25mm BSP(F), BS EN671-1 : 2012 c/w Carton Box, Material EG (Dwg No. 80800503) |  |  |  | 8080050300000 | 0322320700000 | 1.0000 | nos. |  | 1.1 Complete Assembly - HR
[8080050300000] 25mm x 30m Automatic Fixed Slim Hose Reel c/w LPCB, EN694 Hose, 25mm Brass Chrome Jet Nozzle, Inlet: 25mm BSP(F), BS EN671-1 : 2012 c/w Carton Box, Material EG (Dwg No. 80800503) |  |  |  | 8080050300000 | 0300840000000 | 1.0000 | nos. |  | 1.1 Complete Assembly - HR
[8080050300000] 25mm x 30m Automatic Fixed Slim Hose Reel c/w LPCB, EN694 Hose, 25mm Brass Chrome Jet Nozzle, Inlet: 25mm BSP(F), BS EN671-1 : 2012 c/w Carton Box, Material EG (Dwg No. 80800503) |  |  |  | 8080050300000 | 0303880300000 | 1.0000 | nos. |  | 1.1 Complete Assembly - HR
[8080050300000] 25mm x 30m Automatic Fixed Slim Hose Reel c/w LPCB, EN694 Hose, 25mm Brass Chrome Jet Nozzle, Inlet: 25mm BSP(F), BS EN671-1 : 2012 c/w Carton Box, Material EG (Dwg No. 80800503) |  |  |  | 8080050300000 | 0307300100000 | 1.0000 | nos. |  | 1.1 Complete Assembly - HR
[8080050300000] 25mm x 30m Automatic Fixed Slim Hose Reel c/w LPCB, EN694 Hose, 25mm Brass Chrome Jet Nozzle, Inlet: 25mm BSP(F), BS EN671-1 : 2012 c/w Carton Box, Material EG (Dwg No. 80800503) |  |  |  | 8080050300000 | 0300540000000 | 2.0000 | nos. |  | 1.1 Complete Assembly - HR
[8080050300000] 25mm x 30m Automatic Fixed Slim Hose Reel c/w LPCB, EN694 Hose, 25mm Brass Chrome Jet Nozzle, Inlet: 25mm BSP(F), BS EN671-1 : 2012 c/w Carton Box, Material EG (Dwg No. 80800503) |  |  |  | 8080050300000 | 0300710400000 | 1.0000 | nos. |  | 1.1 Complete Assembly - HR
[8080050300000] 25mm x 30m Automatic Fixed Slim Hose Reel c/w LPCB, EN694 Hose, 25mm Brass Chrome Jet Nozzle, Inlet: 25mm BSP(F), BS EN671-1 : 2012 c/w Carton Box, Material EG (Dwg No. 80800503) |  |  |  | 8080050300000 | 0305320000000 | 1.0000 | nos. |  | 1.1 Complete Assembly - HR
[8080050300000] 25mm x 30m Automatic Fixed Slim Hose Reel c/w LPCB, EN694 Hose, 25mm Brass Chrome Jet Nozzle, Inlet: 25mm BSP(F), BS EN671-1 : 2012 c/w Carton Box, Material EG (Dwg No. 80800503) |  |  |  | 8080050300000 | 0310050100000 | 1.0000 | nos. |  | 1.1 Complete Assembly - HR
[8080050300000] 25mm x 30m Automatic Fixed Slim Hose Reel c/w LPCB, EN694 Hose, 25mm Brass Chrome Jet Nozzle, Inlet: 25mm BSP(F), BS EN671-1 : 2012 c/w Carton Box, Material EG (Dwg No. 80800503) |  |  |  | 8080050300000 | 0311440000000 | 1.0000 | nos. |  | 1.1 Complete Assembly - HR
[8080050300000] 25mm x 30m Automatic Fixed Slim Hose Reel c/w LPCB, EN694 Hose, 25mm Brass Chrome Jet Nozzle, Inlet: 25mm BSP(F), BS EN671-1 : 2012 c/w Carton Box, Material EG (Dwg No. 80800503) |  |  |  | 8080050300000 | 0323070000000 | 2.0000 | nos. |  | 1.1 Complete Assembly - HR
[8080050300000] 25mm x 30m Automatic Fixed Slim Hose Reel c/w LPCB, EN694 Hose, 25mm Brass Chrome Jet Nozzle, Inlet: 25mm BSP(F), BS EN671-1 : 2012 c/w Carton Box, Material EG (Dwg No. 80800503) |  |  |  | 8080050300000 | 0300332100000 | 1.0000 | nos. |  | 1.1 Complete Assembly - HR
[8080050300000] 25mm x 30m Automatic Fixed Slim Hose Reel c/w LPCB, EN694 Hose, 25mm Brass Chrome Jet Nozzle, Inlet: 25mm BSP(F), BS EN671-1 : 2012 c/w Carton Box, Material EG (Dwg No. 80800503) |  |  |  | 8080050300000 | 0306520100000 | 1.0000 | nos. |  | 1.1 Complete Assembly - HR
[8080050300000] 25mm x 30m Automatic Fixed Slim Hose Reel c/w LPCB, EN694 Hose, 25mm Brass Chrome Jet Nozzle, Inlet: 25mm BSP(F), BS EN671-1 : 2012 c/w Carton Box, Material EG (Dwg No. 80800503) |  |  |  | 8080050300000 | 0301320000000 | 2.0000 | nos. |  | 1.1 Complete Assembly - HR
[8080050300000] 25mm x 30m Automatic Fixed Slim Hose Reel c/w LPCB, EN694 Hose, 25mm Brass Chrome Jet Nozzle, Inlet: 25mm BSP(F), BS EN671-1 : 2012 c/w Carton Box, Material EG (Dwg No. 80800503) |  |  |  | 8080050300000 | 0305520100000 | 1.0000 | nos. |  | 1.1 Complete Assembly - HR
[8080050300000] 25mm x 30m Automatic Fixed Slim Hose Reel c/w LPCB, EN694 Hose, 25mm Brass Chrome Jet Nozzle, Inlet: 25mm BSP(F), BS EN671-1 : 2012 c/w Carton Box, Material EG (Dwg No. 80800503) |  |  |  | 8080050300000 | 0307250800000 | 1.0000 | nos. |  | 1.1 Complete Assembly - HR
[8080050300001] 25mm x 30m Automatic Fixed Slim Hose Reel c/w MED, EN694 Hose, 25mm Brass Chrome Jet Nozzle , Inlet: 25mm BSP(F), BS EN671-1 : 2012 c/w Carton Box, Material EG (Dwg No. 80800503) |  |  |  | 8080050300001 | 0307300100000 | 1.0000 | nos. |  | 1.1 Complete Assembly - HR
[8080050300001] 25mm x 30m Automatic Fixed Slim Hose Reel c/w MED, EN694 Hose, 25mm Brass Chrome Jet Nozzle , Inlet: 25mm BSP(F), BS EN671-1 : 2012 c/w Carton Box, Material EG (Dwg No. 80800503) |  |  |  | 8080050300001 | 0310050100000 | 1.0000 | nos. |  | 1.1 Complete Assembly - HR
[8080050300001] 25mm x 30m Automatic Fixed Slim Hose Reel c/w MED, EN694 Hose, 25mm Brass Chrome Jet Nozzle , Inlet: 25mm BSP(F), BS EN671-1 : 2012 c/w Carton Box, Material EG (Dwg No. 80800503) |  |  |  | 8080050300001 | 0310060000000 | 1.0000 | nos. |  | 1.1 Complete Assembly - HR
[8080050300001] 25mm x 30m Automatic Fixed Slim Hose Reel c/w MED, EN694 Hose, 25mm Brass Chrome Jet Nozzle , Inlet: 25mm BSP(F), BS EN671-1 : 2012 c/w Carton Box, Material EG (Dwg No. 80800503) |  |  |  | 8080050300001 | 0300330000000 | 1.0000 | nos. |  | 1.1 Complete Assembly - HR
[8080050300001] 25mm x 30m Automatic Fixed Slim Hose Reel c/w MED, EN694 Hose, 25mm Brass Chrome Jet Nozzle , Inlet: 25mm BSP(F), BS EN671-1 : 2012 c/w Carton Box, Material EG (Dwg No. 80800503) |  |  |  | 8080050300001 | 0300710400000 | 1.0000 | nos. |  | 1.1 Complete Assembly - HR
[8080050300001] 25mm x 30m Automatic Fixed Slim Hose Reel c/w MED, EN694 Hose, 25mm Brass Chrome Jet Nozzle , Inlet: 25mm BSP(F), BS EN671-1 : 2012 c/w Carton Box, Material EG (Dwg No. 80800503) |  |  |  | 8080050300001 | 0305520100000 | 1.0000 | nos. |  | 1.1 Complete Assembly - HR
[8080050300001] 25mm x 30m Automatic Fixed Slim Hose Reel c/w MED, EN694 Hose, 25mm Brass Chrome Jet Nozzle , Inlet: 25mm BSP(F), BS EN671-1 : 2012 c/w Carton Box, Material EG (Dwg No. 80800503) |  |  |  | 8080050300001 | 0306520100000 | 1.0000 | nos. |  | 1.1 Complete Assembly - HR
[8080050300001] 25mm x 30m Automatic Fixed Slim Hose Reel c/w MED, EN694 Hose, 25mm Brass Chrome Jet Nozzle , Inlet: 25mm BSP(F), BS EN671-1 : 2012 c/w Carton Box, Material EG (Dwg No. 80800503) |  |  |  | 8080050300001 | 0307250500000 | 1.0000 | nos. |  | 1.1 Complete Assembly - HR
[8080050300001] 25mm x 30m Automatic Fixed Slim Hose Reel c/w MED, EN694 Hose, 25mm Brass Chrome Jet Nozzle , Inlet: 25mm BSP(F), BS EN671-1 : 2012 c/w Carton Box, Material EG (Dwg No. 80800503) |  |  |  | 8080050300001 | 0301320100000 | 2.0000 | nos. |  | 1.1 Complete Assembly - HR
[8080050300001] 25mm x 30m Automatic Fixed Slim Hose Reel c/w MED, EN694 Hose, 25mm Brass Chrome Jet Nozzle , Inlet: 25mm BSP(F), BS EN671-1 : 2012 c/w Carton Box, Material EG (Dwg No. 80800503) |  |  |  | 8080050300001 | 0300540000000 | 2.0000 | nos. |  | 1.1 Complete Assembly - HR
[8080050300001] 25mm x 30m Automatic Fixed Slim Hose Reel c/w MED, EN694 Hose, 25mm Brass Chrome Jet Nozzle , Inlet: 25mm BSP(F), BS EN671-1 : 2012 c/w Carton Box, Material EG (Dwg No. 80800503) |  |  |  | 8080050300001 | 0301340000000 | 10.0000 | nos. |  | 1.1 Complete Assembly - HR
[8080050300001] 25mm x 30m Automatic Fixed Slim Hose Reel c/w MED, EN694 Hose, 25mm Brass Chrome Jet Nozzle , Inlet: 25mm BSP(F), BS EN671-1 : 2012 c/w Carton Box, Material EG (Dwg No. 80800503) |  |  |  | 8080050300001 | 0323070000000 | 2.0000 | nos. |  | 1.1 Complete Assembly - HR
[8080050300001] 25mm x 30m Automatic Fixed Slim Hose Reel c/w MED, EN694 Hose, 25mm Brass Chrome Jet Nozzle , Inlet: 25mm BSP(F), BS EN671-1 : 2012 c/w Carton Box, Material EG (Dwg No. 80800503) |  |  |  | 8080050300001 | 0301300000000 | 1.0000 | nos. |  | 1.1 Complete Assembly - HR
[8080050300001] 25mm x 30m Automatic Fixed Slim Hose Reel c/w MED, EN694 Hose, 25mm Brass Chrome Jet Nozzle , Inlet: 25mm BSP(F), BS EN671-1 : 2012 c/w Carton Box, Material EG (Dwg No. 80800503) |  |  |  | 8080050300001 | 0303880300000 | 1.0000 | nos. |  | 1.1 Complete Assembly - HR
[8080050300001] 25mm x 30m Automatic Fixed Slim Hose Reel c/w MED, EN694 Hose, 25mm Brass Chrome Jet Nozzle , Inlet: 25mm BSP(F), BS EN671-1 : 2012 c/w Carton Box, Material EG (Dwg No. 80800503) |  |  |  | 8080050300001 | 0300332100000 | 1.0000 | nos. |  | 1.1 Complete Assembly - HR
[8080050300001] 25mm x 30m Automatic Fixed Slim Hose Reel c/w MED, EN694 Hose, 25mm Brass Chrome Jet Nozzle , Inlet: 25mm BSP(F), BS EN671-1 : 2012 c/w Carton Box, Material EG (Dwg No. 80800503) |  |  |  | 8080050300001 | 0303880100000 | 2.0000 | nos. |  | 1.1 Complete Assembly - HR
[8080050300001] 25mm x 30m Automatic Fixed Slim Hose Reel c/w MED, EN694 Hose, 25mm Brass Chrome Jet Nozzle , Inlet: 25mm BSP(F), BS EN671-1 : 2012 c/w Carton Box, Material EG (Dwg No. 80800503) |  |  |  | 8080050300001 | 0300840000000 | 1.0000 | nos. |  | 1.1 Complete Assembly - HR
[8080050300001] 25mm x 30m Automatic Fixed Slim Hose Reel c/w MED, EN694 Hose, 25mm Brass Chrome Jet Nozzle , Inlet: 25mm BSP(F), BS EN671-1 : 2012 c/w Carton Box, Material EG (Dwg No. 80800503) |  |  |  | 8080050300001 | 0320420400000 | 2.0000 | nos. |  | 1.1 Complete Assembly - HR
[8080050300001] 25mm x 30m Automatic Fixed Slim Hose Reel c/w MED, EN694 Hose, 25mm Brass Chrome Jet Nozzle , Inlet: 25mm BSP(F), BS EN671-1 : 2012 c/w Carton Box, Material EG (Dwg No. 80800503) |  |  |  | 8080050300001 | 0305320000000 | 1.0000 | nos. |  | 1.1 Complete Assembly - HR
[8080050300001] 25mm x 30m Automatic Fixed Slim Hose Reel c/w MED, EN694 Hose, 25mm Brass Chrome Jet Nozzle , Inlet: 25mm BSP(F), BS EN671-1 : 2012 c/w Carton Box, Material EG (Dwg No. 80800503) |  |  |  | 8080050300001 | 0322320700000 | 1.0000 | nos. |  | 1.1 Complete Assembly - HR
[8080050300001] 25mm x 30m Automatic Fixed Slim Hose Reel c/w MED, EN694 Hose, 25mm Brass Chrome Jet Nozzle , Inlet: 25mm BSP(F), BS EN671-1 : 2012 c/w Carton Box, Material EG (Dwg No. 80800503) |  |  |  | 8080050300001 | 0311440000000 | 1.0000 | nos. |  | 1.1 Complete Assembly - HR
[8080050300002] 25mm x 30m Automatic Fixed Slim Hose Reel c/w LPCB, EN694 Hose, 25mm Brass Jet/Spray Nozzle, Inlet: 25mm BSP(F), BS EN671-1 : 2012, Material: Mild Steel, Carton Box (Dwg No. 80800503) |  |  |  | 8080050300002 | 0301340000000 | 10.0000 | nos. |  | 1.1 Complete Assembly - HR
[8080050300002] 25mm x 30m Automatic Fixed Slim Hose Reel c/w LPCB, EN694 Hose, 25mm Brass Jet/Spray Nozzle, Inlet: 25mm BSP(F), BS EN671-1 : 2012, Material: Mild Steel, Carton Box (Dwg No. 80800503) |  |  |  | 8080050300002 | 0300540000000 | 2.0000 | nos. |  | 1.1 Complete Assembly - HR
[8080050300002] 25mm x 30m Automatic Fixed Slim Hose Reel c/w LPCB, EN694 Hose, 25mm Brass Jet/Spray Nozzle, Inlet: 25mm BSP(F), BS EN671-1 : 2012, Material: Mild Steel, Carton Box (Dwg No. 80800503) |  |  |  | 8080050300002 | 0301300000000 | 1.0000 | nos. |  | 1.1 Complete Assembly - HR
[8080050300002] 25mm x 30m Automatic Fixed Slim Hose Reel c/w LPCB, EN694 Hose, 25mm Brass Jet/Spray Nozzle, Inlet: 25mm BSP(F), BS EN671-1 : 2012, Material: Mild Steel, Carton Box (Dwg No. 80800503) |  |  |  | 8080050300002 | 0307250800000 | 1.0000 | nos. |  | 1.1 Complete Assembly - HR
[8080050300002] 25mm x 30m Automatic Fixed Slim Hose Reel c/w LPCB, EN694 Hose, 25mm Brass Jet/Spray Nozzle, Inlet: 25mm BSP(F), BS EN671-1 : 2012, Material: Mild Steel, Carton Box (Dwg No. 80800503) |  |  |  | 8080050300002 | 0306520100000 | 1.0000 | nos. |  | 1.1 Complete Assembly - HR
[8080050300002] 25mm x 30m Automatic Fixed Slim Hose Reel c/w LPCB, EN694 Hose, 25mm Brass Jet/Spray Nozzle, Inlet: 25mm BSP(F), BS EN671-1 : 2012, Material: Mild Steel, Carton Box (Dwg No. 80800503) |  |  |  | 8080050300002 | 0307300100000 | 1.0000 | nos. |  | 1.1 Complete Assembly - HR
[8080050300002] 25mm x 30m Automatic Fixed Slim Hose Reel c/w LPCB, EN694 Hose, 25mm Brass Jet/Spray Nozzle, Inlet: 25mm BSP(F), BS EN671-1 : 2012, Material: Mild Steel, Carton Box (Dwg No. 80800503) |  |  |  | 8080050300002 | 0310050100000 | 1.0000 | nos. |  | 1.1 Complete Assembly - HR
[8080050300002] 25mm x 30m Automatic Fixed Slim Hose Reel c/w LPCB, EN694 Hose, 25mm Brass Jet/Spray Nozzle, Inlet: 25mm BSP(F), BS EN671-1 : 2012, Material: Mild Steel, Carton Box (Dwg No. 80800503) |  |  |  | 8080050300002 | 0317260000000 | 1.0000 | nos. |  | 1.1 Complete Assembly - HR
[8080050300002] 25mm x 30m Automatic Fixed Slim Hose Reel c/w LPCB, EN694 Hose, 25mm Brass Jet/Spray Nozzle, Inlet: 25mm BSP(F), BS EN671-1 : 2012, Material: Mild Steel, Carton Box (Dwg No. 80800503) |  |  |  | 8080050300002 | 0303880100000 | 2.0000 | nos. |  | 1.1 Complete Assembly - HR
[8080050300002] 25mm x 30m Automatic Fixed Slim Hose Reel c/w LPCB, EN694 Hose, 25mm Brass Jet/Spray Nozzle, Inlet: 25mm BSP(F), BS EN671-1 : 2012, Material: Mild Steel, Carton Box (Dwg No. 80800503) |  |  |  | 8080050300002 | 0320420400000 | 2.0000 | nos. |  | 1.1 Complete Assembly - HR
[8080050300002] 25mm x 30m Automatic Fixed Slim Hose Reel c/w LPCB, EN694 Hose, 25mm Brass Jet/Spray Nozzle, Inlet: 25mm BSP(F), BS EN671-1 : 2012, Material: Mild Steel, Carton Box (Dwg No. 80800503) |  |  |  | 8080050300002 | 0301320000000 | 2.0000 | nos. |  | 1.1 Complete Assembly - HR
[8080050300002] 25mm x 30m Automatic Fixed Slim Hose Reel c/w LPCB, EN694 Hose, 25mm Brass Jet/Spray Nozzle, Inlet: 25mm BSP(F), BS EN671-1 : 2012, Material: Mild Steel, Carton Box (Dwg No. 80800503) |  |  |  | 8080050300002 | 0305320000000 | 1.0000 | nos. |  | 1.1 Complete Assembly - HR
[8080050300002] 25mm x 30m Automatic Fixed Slim Hose Reel c/w LPCB, EN694 Hose, 25mm Brass Jet/Spray Nozzle, Inlet: 25mm BSP(F), BS EN671-1 : 2012, Material: Mild Steel, Carton Box (Dwg No. 80800503) |  |  |  | 8080050300002 | 0305520100000 | 1.0000 | nos. |  | 1.1 Complete Assembly - HR
[8080050300002] 25mm x 30m Automatic Fixed Slim Hose Reel c/w LPCB, EN694 Hose, 25mm Brass Jet/Spray Nozzle, Inlet: 25mm BSP(F), BS EN671-1 : 2012, Material: Mild Steel, Carton Box (Dwg No. 80800503) |  |  |  | 8080050300002 | 0322320700000 | 1.0000 | nos. |  | 1.1 Complete Assembly - HR
[8080050300002] 25mm x 30m Automatic Fixed Slim Hose Reel c/w LPCB, EN694 Hose, 25mm Brass Jet/Spray Nozzle, Inlet: 25mm BSP(F), BS EN671-1 : 2012, Material: Mild Steel, Carton Box (Dwg No. 80800503) |  |  |  | 8080050300002 | 0310060000000 | 1.0000 | nos. |  | 1.1 Complete Assembly - HR
[8080050300002] 25mm x 30m Automatic Fixed Slim Hose Reel c/w LPCB, EN694 Hose, 25mm Brass Jet/Spray Nozzle, Inlet: 25mm BSP(F), BS EN671-1 : 2012, Material: Mild Steel, Carton Box (Dwg No. 80800503) |  |  |  | 8080050300002 | 0300710400000 | 1.0000 | nos. |  | 1.1 Complete Assembly - HR
[8080050300002] 25mm x 30m Automatic Fixed Slim Hose Reel c/w LPCB, EN694 Hose, 25mm Brass Jet/Spray Nozzle, Inlet: 25mm BSP(F), BS EN671-1 : 2012, Material: Mild Steel, Carton Box (Dwg No. 80800503) |  |  |  | 8080050300002 | 0311440000000 | 1.0000 | nos. |  | 1.1 Complete Assembly - HR
[8080050300002] 25mm x 30m Automatic Fixed Slim Hose Reel c/w LPCB, EN694 Hose, 25mm Brass Jet/Spray Nozzle, Inlet: 25mm BSP(F), BS EN671-1 : 2012, Material: Mild Steel, Carton Box (Dwg No. 80800503) |  |  |  | 8080050300002 | 0303880300000 | 1.0000 | nos. |  | 1.1 Complete Assembly - HR
[8080050300002] 25mm x 30m Automatic Fixed Slim Hose Reel c/w LPCB, EN694 Hose, 25mm Brass Jet/Spray Nozzle, Inlet: 25mm BSP(F), BS EN671-1 : 2012, Material: Mild Steel, Carton Box (Dwg No. 80800503) |  |  |  | 8080050300002 | 0323070000000 | 2.0000 | nos. |  | 1.1 Complete Assembly - HR
[8080050300002] 25mm x 30m Automatic Fixed Slim Hose Reel c/w LPCB, EN694 Hose, 25mm Brass Jet/Spray Nozzle, Inlet: 25mm BSP(F), BS EN671-1 : 2012, Material: Mild Steel, Carton Box (Dwg No. 80800503) |  |  |  | 8080050300002 | 0300330000000 | 1.0000 | nos. |  | 1.1 Complete Assembly - HR
[8080050300002] 25mm x 30m Automatic Fixed Slim Hose Reel c/w LPCB, EN694 Hose, 25mm Brass Jet/Spray Nozzle, Inlet: 25mm BSP(F), BS EN671-1 : 2012, Material: Mild Steel, Carton Box (Dwg No. 80800503) |  |  |  | 8080050300002 | 0300332100000 | 1.0000 | nos. |  | 1.1 Complete Assembly - HR
[8080050300003] 25mm x 30m Automatic Fixed Slim Hose Reel c/w LPCB, EN694 Hose, 25mm Plastic Jet/Spray Nozzle, Inlet: 25mm BSP(F), BS EN671-1 : 2012 c/w Carton Box, Material EG (Dwg No. 80800503) |  |  |  | 8080050300003 | 0307250800000 | 1.0000 | nos. |  | 1.1 Complete Assembly - HR
[8080050300003] 25mm x 30m Automatic Fixed Slim Hose Reel c/w LPCB, EN694 Hose, 25mm Plastic Jet/Spray Nozzle, Inlet: 25mm BSP(F), BS EN671-1 : 2012 c/w Carton Box, Material EG (Dwg No. 80800503) |  |  |  | 8080050300003 | 0310050100000 | 1.0000 | nos. |  | 1.1 Complete Assembly - HR
[8080050300003] 25mm x 30m Automatic Fixed Slim Hose Reel c/w LPCB, EN694 Hose, 25mm Plastic Jet/Spray Nozzle, Inlet: 25mm BSP(F), BS EN671-1 : 2012 c/w Carton Box, Material EG (Dwg No. 80800503) |  |  |  | 8080050300003 | 0300850200000 | 1.0000 | nos. |  | 1.1 Complete Assembly - HR
[8080050300003] 25mm x 30m Automatic Fixed Slim Hose Reel c/w LPCB, EN694 Hose, 25mm Plastic Jet/Spray Nozzle, Inlet: 25mm BSP(F), BS EN671-1 : 2012 c/w Carton Box, Material EG (Dwg No. 80800503) |  |  |  | 8080050300003 | 0301320000000 | 3.0000 | nos. |  | 1.1 Complete Assembly - HR
[8080050300003] 25mm x 30m Automatic Fixed Slim Hose Reel c/w LPCB, EN694 Hose, 25mm Plastic Jet/Spray Nozzle, Inlet: 25mm BSP(F), BS EN671-1 : 2012 c/w Carton Box, Material EG (Dwg No. 80800503) |  |  |  | 8080050300003 | 0300540000000 | 2.0000 | nos. |  | 1.1 Complete Assembly - HR
[8080050300003] 25mm x 30m Automatic Fixed Slim Hose Reel c/w LPCB, EN694 Hose, 25mm Plastic Jet/Spray Nozzle, Inlet: 25mm BSP(F), BS EN671-1 : 2012 c/w Carton Box, Material EG (Dwg No. 80800503) |  |  |  | 8080050300003 | 0301300000000 | 1.0000 | nos. |  | 1.1 Complete Assembly - HR
[8080050300003] 25mm x 30m Automatic Fixed Slim Hose Reel c/w LPCB, EN694 Hose, 25mm Plastic Jet/Spray Nozzle, Inlet: 25mm BSP(F), BS EN671-1 : 2012 c/w Carton Box, Material EG (Dwg No. 80800503) |  |  |  | 8080050300003 | 0306520100000 | 1.0000 | nos. |  | 1.1 Complete Assembly - HR
[8080050300003] 25mm x 30m Automatic Fixed Slim Hose Reel c/w LPCB, EN694 Hose, 25mm Plastic Jet/Spray Nozzle, Inlet: 25mm BSP(F), BS EN671-1 : 2012 c/w Carton Box, Material EG (Dwg No. 80800503) |  |  |  | 8080050300003 | 0307300100000 | 1.0000 | nos. |  | 1.1 Complete Assembly - HR
[8080050300003] 25mm x 30m Automatic Fixed Slim Hose Reel c/w LPCB, EN694 Hose, 25mm Plastic Jet/Spray Nozzle, Inlet: 25mm BSP(F), BS EN671-1 : 2012 c/w Carton Box, Material EG (Dwg No. 80800503) |  |  |  | 8080050300003 | 0305320000000 | 1.0000 | nos. |  | 1.1 Complete Assembly - HR
[8080050300003] 25mm x 30m Automatic Fixed Slim Hose Reel c/w LPCB, EN694 Hose, 25mm Plastic Jet/Spray Nozzle, Inlet: 25mm BSP(F), BS EN671-1 : 2012 c/w Carton Box, Material EG (Dwg No. 80800503) |  |  |  | 8080050300003 | 0310060000000 | 1.0000 | nos. |  | 1.1 Complete Assembly - HR
[8080050300003] 25mm x 30m Automatic Fixed Slim Hose Reel c/w LPCB, EN694 Hose, 25mm Plastic Jet/Spray Nozzle, Inlet: 25mm BSP(F), BS EN671-1 : 2012 c/w Carton Box, Material EG (Dwg No. 80800503) |  |  |  | 8080050300003 | 0300330000000 | 1.0000 | nos. |  | 1.1 Complete Assembly - HR
[8080050300003] 25mm x 30m Automatic Fixed Slim Hose Reel c/w LPCB, EN694 Hose, 25mm Plastic Jet/Spray Nozzle, Inlet: 25mm BSP(F), BS EN671-1 : 2012 c/w Carton Box, Material EG (Dwg No. 80800503) |  |  |  | 8080050300003 | 0301340000000 | 10.0000 | nos. |  | 1.1 Complete Assembly - HR
[8080050300003] 25mm x 30m Automatic Fixed Slim Hose Reel c/w LPCB, EN694 Hose, 25mm Plastic Jet/Spray Nozzle, Inlet: 25mm BSP(F), BS EN671-1 : 2012 c/w Carton Box, Material EG (Dwg No. 80800503) |  |  |  | 8080050300003 | 0305520100000 | 1.0000 | nos. |  | 1.1 Complete Assembly - HR
[8080050300003] 25mm x 30m Automatic Fixed Slim Hose Reel c/w LPCB, EN694 Hose, 25mm Plastic Jet/Spray Nozzle, Inlet: 25mm BSP(F), BS EN671-1 : 2012 c/w Carton Box, Material EG (Dwg No. 80800503) |  |  |  | 8080050300003 | 0322320700000 | 1.0000 | nos. |  | 1.1 Complete Assembly - HR
[8080050300003] 25mm x 30m Automatic Fixed Slim Hose Reel c/w LPCB, EN694 Hose, 25mm Plastic Jet/Spray Nozzle, Inlet: 25mm BSP(F), BS EN671-1 : 2012 c/w Carton Box, Material EG (Dwg No. 80800503) |  |  |  | 8080050300003 | 0311440000000 | 1.0000 | nos. |  | 1.1 Complete Assembly - HR
[8080050300003] 25mm x 30m Automatic Fixed Slim Hose Reel c/w LPCB, EN694 Hose, 25mm Plastic Jet/Spray Nozzle, Inlet: 25mm BSP(F), BS EN671-1 : 2012 c/w Carton Box, Material EG (Dwg No. 80800503) |  |  |  | 8080050300003 | 0300332100000 | 1.0000 | nos. |  | 1.1 Complete Assembly - HR
[8080050300003] 25mm x 30m Automatic Fixed Slim Hose Reel c/w LPCB, EN694 Hose, 25mm Plastic Jet/Spray Nozzle, Inlet: 25mm BSP(F), BS EN671-1 : 2012 c/w Carton Box, Material EG (Dwg No. 80800503) |  |  |  | 8080050300003 | 0300710400000 | 1.0000 | nos. |  | 1.1 Complete Assembly - HR
[8080050300003] 25mm x 30m Automatic Fixed Slim Hose Reel c/w LPCB, EN694 Hose, 25mm Plastic Jet/Spray Nozzle, Inlet: 25mm BSP(F), BS EN671-1 : 2012 c/w Carton Box, Material EG (Dwg No. 80800503) |  |  |  | 8080050300003 | 0303880100000 | 2.0000 | nos. |  | 1.1 Complete Assembly - HR
[8080050300003] 25mm x 30m Automatic Fixed Slim Hose Reel c/w LPCB, EN694 Hose, 25mm Plastic Jet/Spray Nozzle, Inlet: 25mm BSP(F), BS EN671-1 : 2012 c/w Carton Box, Material EG (Dwg No. 80800503) |  |  |  | 8080050300003 | 0320420400000 | 2.0000 | nos. |  | 1.1 Complete Assembly - HR
[8080050300003] 25mm x 30m Automatic Fixed Slim Hose Reel c/w LPCB, EN694 Hose, 25mm Plastic Jet/Spray Nozzle, Inlet: 25mm BSP(F), BS EN671-1 : 2012 c/w Carton Box, Material EG (Dwg No. 80800503) |  |  |  | 8080050300003 | 0323070000000 | 2.0000 | nos. |  | 1.1 Complete Assembly - HR
[8080050400000] 19mm X 30m, Automatic Swing Slim Hose Reel C/W LPCB, EN694 Hose, 19mm Brass Chrome Nozzle, 3Nos Hose Eg Clip, Inlet 1.5m Hose And 2Nos Hose Adaptor, Inlet: 1" BSP(F), BS EN671-1 : 2012, Material:Mild Steel, (Dwg No. 80800504) |  |  |  | 8080050400000 | 0307300100000 | 1.0000 | nos. |  | 1.1 Complete Assembly - HR
[8080050400000] 19mm X 30m, Automatic Swing Slim Hose Reel C/W LPCB, EN694 Hose, 19mm Brass Chrome Nozzle, 3Nos Hose Eg Clip, Inlet 1.5m Hose And 2Nos Hose Adaptor, Inlet: 1" BSP(F), BS EN671-1 : 2012, Material:Mild Steel, (Dwg No. 80800504) |  |  |  | 8080050400000 | 0307250200000 | 1.0000 | nos. |  | 1.1 Complete Assembly - HR
[8080050400000] 19mm X 30m, Automatic Swing Slim Hose Reel C/W LPCB, EN694 Hose, 19mm Brass Chrome Nozzle, 3Nos Hose Eg Clip, Inlet 1.5m Hose And 2Nos Hose Adaptor, Inlet: 1" BSP(F), BS EN671-1 : 2012, Material:Mild Steel, (Dwg No. 80800504) |  |  |  | 8080050400000 | 0300540000000 | 2.0000 | nos. |  | 1.1 Complete Assembly - HR
[8080050400000] 19mm X 30m, Automatic Swing Slim Hose Reel C/W LPCB, EN694 Hose, 19mm Brass Chrome Nozzle, 3Nos Hose Eg Clip, Inlet 1.5m Hose And 2Nos Hose Adaptor, Inlet: 1" BSP(F), BS EN671-1 : 2012, Material:Mild Steel, (Dwg No. 80800504) |  |  |  | 8080050400000 | 0323772000000 | 4.0000 | nos. |  | 1.1 Complete Assembly - HR
[8080050400000] 19mm X 30m, Automatic Swing Slim Hose Reel C/W LPCB, EN694 Hose, 19mm Brass Chrome Nozzle, 3Nos Hose Eg Clip, Inlet 1.5m Hose And 2Nos Hose Adaptor, Inlet: 1" BSP(F), BS EN671-1 : 2012, Material:Mild Steel, (Dwg No. 80800504) |  |  |  | 8080050400000 | 0300670000000 | 1.0000 | nos. |  | 1.1 Complete Assembly - HR
[8080050400000] 19mm X 30m, Automatic Swing Slim Hose Reel C/W LPCB, EN694 Hose, 19mm Brass Chrome Nozzle, 3Nos Hose Eg Clip, Inlet 1.5m Hose And 2Nos Hose Adaptor, Inlet: 1" BSP(F), BS EN671-1 : 2012, Material:Mild Steel, (Dwg No. 80800504) |  |  |  | 8080050400000 | 0305170000000 | 1.0000 | nos. |  | 1.1 Complete Assembly - HR
[8080050400000] 19mm X 30m, Automatic Swing Slim Hose Reel C/W LPCB, EN694 Hose, 19mm Brass Chrome Nozzle, 3Nos Hose Eg Clip, Inlet 1.5m Hose And 2Nos Hose Adaptor, Inlet: 1" BSP(F), BS EN671-1 : 2012, Material:Mild Steel, (Dwg No. 80800504) |  |  |  | 8080050400000 | 0306520100000 | 1.0000 | nos. |  | 1.1 Complete Assembly - HR
[8080050400000] 19mm X 30m, Automatic Swing Slim Hose Reel C/W LPCB, EN694 Hose, 19mm Brass Chrome Nozzle, 3Nos Hose Eg Clip, Inlet 1.5m Hose And 2Nos Hose Adaptor, Inlet: 1" BSP(F), BS EN671-1 : 2012, Material:Mild Steel, (Dwg No. 80800504) |  |  |  | 8080050400000 | 0301340000000 | 10.0000 | nos. |  | 1.1 Complete Assembly - HR
[8080050400000] 19mm X 30m, Automatic Swing Slim Hose Reel C/W LPCB, EN694 Hose, 19mm Brass Chrome Nozzle, 3Nos Hose Eg Clip, Inlet 1.5m Hose And 2Nos Hose Adaptor, Inlet: 1" BSP(F), BS EN671-1 : 2012, Material:Mild Steel, (Dwg No. 80800504) |  |  |  | 8080050400000 | 0301330000000 | 3.0000 | nos. |  | 1.1 Complete Assembly - HR
[8080050400000] 19mm X 30m, Automatic Swing Slim Hose Reel C/W LPCB, EN694 Hose, 19mm Brass Chrome Nozzle, 3Nos Hose Eg Clip, Inlet 1.5m Hose And 2Nos Hose Adaptor, Inlet: 1" BSP(F), BS EN671-1 : 2012, Material:Mild Steel, (Dwg No. 80800504) |  |  |  | 8080050400000 | 0303880100000 | 2.0000 | nos. |  | 1.1 Complete Assembly - HR
[8080050400000] 19mm X 30m, Automatic Swing Slim Hose Reel C/W LPCB, EN694 Hose, 19mm Brass Chrome Nozzle, 3Nos Hose Eg Clip, Inlet 1.5m Hose And 2Nos Hose Adaptor, Inlet: 1" BSP(F), BS EN671-1 : 2012, Material:Mild Steel, (Dwg No. 80800504) |  |  |  | 8080050400000 | 0312350000000 | 4.0000 | nos. |  | 1.1 Complete Assembly - HR
[8080050400000] 19mm X 30m, Automatic Swing Slim Hose Reel C/W LPCB, EN694 Hose, 19mm Brass Chrome Nozzle, 3Nos Hose Eg Clip, Inlet 1.5m Hose And 2Nos Hose Adaptor, Inlet: 1" BSP(F), BS EN671-1 : 2012, Material:Mild Steel, (Dwg No. 80800504) |  |  |  | 8080050400000 | 0301300000000 | 1.0000 | nos. |  | 1.1 Complete Assembly - HR
[8080050400000] 19mm X 30m, Automatic Swing Slim Hose Reel C/W LPCB, EN694 Hose, 19mm Brass Chrome Nozzle, 3Nos Hose Eg Clip, Inlet 1.5m Hose And 2Nos Hose Adaptor, Inlet: 1" BSP(F), BS EN671-1 : 2012, Material:Mild Steel, (Dwg No. 80800504) |  |  |  | 8080050400000 | 0322320700000 | 1.0000 | nos. |  | 1.1 Complete Assembly - HR
[8080050400000] 19mm X 30m, Automatic Swing Slim Hose Reel C/W LPCB, EN694 Hose, 19mm Brass Chrome Nozzle, 3Nos Hose Eg Clip, Inlet 1.5m Hose And 2Nos Hose Adaptor, Inlet: 1" BSP(F), BS EN671-1 : 2012, Material:Mild Steel, (Dwg No. 80800504) |  |  |  | 8080050400000 | 0323070000000 | 2.0000 | nos. |  | 1.1 Complete Assembly - HR
[8080050400000] 19mm X 30m, Automatic Swing Slim Hose Reel C/W LPCB, EN694 Hose, 19mm Brass Chrome Nozzle, 3Nos Hose Eg Clip, Inlet 1.5m Hose And 2Nos Hose Adaptor, Inlet: 1" BSP(F), BS EN671-1 : 2012, Material:Mild Steel, (Dwg No. 80800504) |  |  |  | 8080050400000 | 0300332100000 | 1.0000 | nos. |  | 1.1 Complete Assembly - HR
[8080050400000] 19mm X 30m, Automatic Swing Slim Hose Reel C/W LPCB, EN694 Hose, 19mm Brass Chrome Nozzle, 3Nos Hose Eg Clip, Inlet 1.5m Hose And 2Nos Hose Adaptor, Inlet: 1" BSP(F), BS EN671-1 : 2012, Material:Mild Steel, (Dwg No. 80800504) |  |  |  | 8080050400000 | 0300340000000 | 1.0000 | nos. |  | 1.1 Complete Assembly - HR
[8080050400000] 19mm X 30m, Automatic Swing Slim Hose Reel C/W LPCB, EN694 Hose, 19mm Brass Chrome Nozzle, 3Nos Hose Eg Clip, Inlet 1.5m Hose And 2Nos Hose Adaptor, Inlet: 1" BSP(F), BS EN671-1 : 2012, Material:Mild Steel, (Dwg No. 80800504) |  |  |  | 8080050400000 | 0300860000000 | 1.0000 | nos. |  | 1.1 Complete Assembly - HR
[8080050400000] 19mm X 30m, Automatic Swing Slim Hose Reel C/W LPCB, EN694 Hose, 19mm Brass Chrome Nozzle, 3Nos Hose Eg Clip, Inlet 1.5m Hose And 2Nos Hose Adaptor, Inlet: 1" BSP(F), BS EN671-1 : 2012, Material:Mild Steel, (Dwg No. 80800504) |  |  |  | 8080050400000 | 0305520100000 | 1.0000 | nos. |  | 1.1 Complete Assembly - HR
[8080050400000] 19mm X 30m, Automatic Swing Slim Hose Reel C/W LPCB, EN694 Hose, 19mm Brass Chrome Nozzle, 3Nos Hose Eg Clip, Inlet 1.5m Hose And 2Nos Hose Adaptor, Inlet: 1" BSP(F), BS EN671-1 : 2012, Material:Mild Steel, (Dwg No. 80800504) |  |  |  | 8080050400000 | 0320420400000 | 2.0000 | nos. |  | 1.1 Complete Assembly - HR
[8080050400000] 19mm X 30m, Automatic Swing Slim Hose Reel C/W LPCB, EN694 Hose, 19mm Brass Chrome Nozzle, 3Nos Hose Eg Clip, Inlet 1.5m Hose And 2Nos Hose Adaptor, Inlet: 1" BSP(F), BS EN671-1 : 2012, Material:Mild Steel, (Dwg No. 80800504) |  |  |  | 8080050400000 | 0323771900000 | 4.0000 | set |  | 1.1 Complete Assembly - HR
[8080050400000] 19mm X 30m, Automatic Swing Slim Hose Reel C/W LPCB, EN694 Hose, 19mm Brass Chrome Nozzle, 3Nos Hose Eg Clip, Inlet 1.5m Hose And 2Nos Hose Adaptor, Inlet: 1" BSP(F), BS EN671-1 : 2012, Material:Mild Steel, (Dwg No. 80800504) |  |  |  | 8080050400000 | 0310010000000 | 1.0000 | nos. |  | 1.1 Complete Assembly - HR
[8080050400000] 19mm X 30m, Automatic Swing Slim Hose Reel C/W LPCB, EN694 Hose, 19mm Brass Chrome Nozzle, 3Nos Hose Eg Clip, Inlet 1.5m Hose And 2Nos Hose Adaptor, Inlet: 1" BSP(F), BS EN671-1 : 2012, Material:Mild Steel, (Dwg No. 80800504) |  |  |  | 8080050400000 | 0301270000000 | 2.0000 | nos. |  | 1.1 Complete Assembly - HR
[8080052100000] 25mm X 30m, Manual Standard Fixed Hose Reel, EN694 Hose, Brass Chrome Jet Nozzle, Inlet: 25mm BSPT, BS EN671-1 : 2012, Material: Mild Steel, Accessories: Nozzle Bracket, Gate Valve & Hose Guide. (Dwg No. 80800521) |  |  |  | 8080052100000 | 0306520000000 | 1.0000 | nos. |  | 1.1 Complete Assembly - HR
[8080052100000] 25mm X 30m, Manual Standard Fixed Hose Reel, EN694 Hose, Brass Chrome Jet Nozzle, Inlet: 25mm BSPT, BS EN671-1 : 2012, Material: Mild Steel, Accessories: Nozzle Bracket, Gate Valve & Hose Guide. (Dwg No. 80800521) |  |  |  | 8080052100000 | 0323771900000 | 4.0000 | set |  | 1.1 Complete Assembly - HR
[8080052100000] 25mm X 30m, Manual Standard Fixed Hose Reel, EN694 Hose, Brass Chrome Jet Nozzle, Inlet: 25mm BSPT, BS EN671-1 : 2012, Material: Mild Steel, Accessories: Nozzle Bracket, Gate Valve & Hose Guide. (Dwg No. 80800521) |  |  |  | 8080052100000 | 0303880300000 | 1.0000 | nos. |  | 1.1 Complete Assembly - HR
[8080052100000] 25mm X 30m, Manual Standard Fixed Hose Reel, EN694 Hose, Brass Chrome Jet Nozzle, Inlet: 25mm BSPT, BS EN671-1 : 2012, Material: Mild Steel, Accessories: Nozzle Bracket, Gate Valve & Hose Guide. (Dwg No. 80800521) |  |  |  | 8080052100000 | 9080190000000 | 1.0000 | nos. |  | 1.1 Complete Assembly - HR
[8080052100000] 25mm X 30m, Manual Standard Fixed Hose Reel, EN694 Hose, Brass Chrome Jet Nozzle, Inlet: 25mm BSPT, BS EN671-1 : 2012, Material: Mild Steel, Accessories: Nozzle Bracket, Gate Valve & Hose Guide. (Dwg No. 80800521) |  |  |  | 8080052100000 | 0304750200000 | 1.0000 | pcs |  | 1.1 Complete Assembly - HR
[8080052100000] 25mm X 30m, Manual Standard Fixed Hose Reel, EN694 Hose, Brass Chrome Jet Nozzle, Inlet: 25mm BSPT, BS EN671-1 : 2012, Material: Mild Steel, Accessories: Nozzle Bracket, Gate Valve & Hose Guide. (Dwg No. 80800521) |  |  |  | 8080052100000 | 0301320000000 | 2.0000 | nos. |  | 1.1 Complete Assembly - HR
[8080052100000] 25mm X 30m, Manual Standard Fixed Hose Reel, EN694 Hose, Brass Chrome Jet Nozzle, Inlet: 25mm BSPT, BS EN671-1 : 2012, Material: Mild Steel, Accessories: Nozzle Bracket, Gate Valve & Hose Guide. (Dwg No. 80800521) |  |  |  | 8080052100000 | 0301300000000 | 1.0000 | nos. |  | 1.1 Complete Assembly - HR
[8080052100000] 25mm X 30m, Manual Standard Fixed Hose Reel, EN694 Hose, Brass Chrome Jet Nozzle, Inlet: 25mm BSPT, BS EN671-1 : 2012, Material: Mild Steel, Accessories: Nozzle Bracket, Gate Valve & Hose Guide. (Dwg No. 80800521) |  |  |  | 8080052100000 | 0315390000000 | 1.0000 | nos. |  | 1.1 Complete Assembly - HR
[8080052100000] 25mm X 30m, Manual Standard Fixed Hose Reel, EN694 Hose, Brass Chrome Jet Nozzle, Inlet: 25mm BSPT, BS EN671-1 : 2012, Material: Mild Steel, Accessories: Nozzle Bracket, Gate Valve & Hose Guide. (Dwg No. 80800521) |  |  |  | 8080052100000 | 0320500000000 | 1.0000 | nos. |  | 1.1 Complete Assembly - HR
[8080052100000] 25mm X 30m, Manual Standard Fixed Hose Reel, EN694 Hose, Brass Chrome Jet Nozzle, Inlet: 25mm BSPT, BS EN671-1 : 2012, Material: Mild Steel, Accessories: Nozzle Bracket, Gate Valve & Hose Guide. (Dwg No. 80800521) |  |  |  | 8080052100000 | 0300840000000 | 1.0000 | nos. |  | 1.1 Complete Assembly - HR
[8080052100000] 25mm X 30m, Manual Standard Fixed Hose Reel, EN694 Hose, Brass Chrome Jet Nozzle, Inlet: 25mm BSPT, BS EN671-1 : 2012, Material: Mild Steel, Accessories: Nozzle Bracket, Gate Valve & Hose Guide. (Dwg No. 80800521) |  |  |  | 8080052100000 | 0312350000000 | 4.0000 | nos. |  | 1.1 Complete Assembly - HR
[8080052100000] 25mm X 30m, Manual Standard Fixed Hose Reel, EN694 Hose, Brass Chrome Jet Nozzle, Inlet: 25mm BSPT, BS EN671-1 : 2012, Material: Mild Steel, Accessories: Nozzle Bracket, Gate Valve & Hose Guide. (Dwg No. 80800521) |  |  |  | 8080052100000 | 0300700200000 | 1.0000 | nos. |  | 1.1 Complete Assembly - HR
[8080052100000] 25mm X 30m, Manual Standard Fixed Hose Reel, EN694 Hose, Brass Chrome Jet Nozzle, Inlet: 25mm BSPT, BS EN671-1 : 2012, Material: Mild Steel, Accessories: Nozzle Bracket, Gate Valve & Hose Guide. (Dwg No. 80800521) |  |  |  | 8080052100000 | 0301340000000 | 10.0000 | nos. |  | 1.1 Complete Assembly - HR
[8080052100000] 25mm X 30m, Manual Standard Fixed Hose Reel, EN694 Hose, Brass Chrome Jet Nozzle, Inlet: 25mm BSPT, BS EN671-1 : 2012, Material: Mild Steel, Accessories: Nozzle Bracket, Gate Valve & Hose Guide. (Dwg No. 80800521) |  |  |  | 8080052100000 | 0302930200000 | 1.0000 | nos. |  | 1.1 Complete Assembly - HR
[8080052100000] 25mm X 30m, Manual Standard Fixed Hose Reel, EN694 Hose, Brass Chrome Jet Nozzle, Inlet: 25mm BSPT, BS EN671-1 : 2012, Material: Mild Steel, Accessories: Nozzle Bracket, Gate Valve & Hose Guide. (Dwg No. 80800521) |  |  |  | 8080052100000 | 0300540000000 | 2.0000 | nos. |  | 1.1 Complete Assembly - HR
[8080052100000] 25mm X 30m, Manual Standard Fixed Hose Reel, EN694 Hose, Brass Chrome Jet Nozzle, Inlet: 25mm BSPT, BS EN671-1 : 2012, Material: Mild Steel, Accessories: Nozzle Bracket, Gate Valve & Hose Guide. (Dwg No. 80800521) |  |  |  | 8080052100000 | 0300330000000 | 1.0000 | nos. |  | 1.1 Complete Assembly - HR
[8080052100000] 25mm X 30m, Manual Standard Fixed Hose Reel, EN694 Hose, Brass Chrome Jet Nozzle, Inlet: 25mm BSPT, BS EN671-1 : 2012, Material: Mild Steel, Accessories: Nozzle Bracket, Gate Valve & Hose Guide. (Dwg No. 80800521) |  |  |  | 8080052100000 | 0300710000000 | 1.0000 | nos. |  | 1.1 Complete Assembly - HR
[8080052100000] 25mm X 30m, Manual Standard Fixed Hose Reel, EN694 Hose, Brass Chrome Jet Nozzle, Inlet: 25mm BSPT, BS EN671-1 : 2012, Material: Mild Steel, Accessories: Nozzle Bracket, Gate Valve & Hose Guide. (Dwg No. 80800521) |  |  |  | 8080052100000 | 0301270000000 | 2.0000 | nos. |  | 1.1 Complete Assembly - HR
[8080052100000] 25mm X 30m, Manual Standard Fixed Hose Reel, EN694 Hose, Brass Chrome Jet Nozzle, Inlet: 25mm BSPT, BS EN671-1 : 2012, Material: Mild Steel, Accessories: Nozzle Bracket, Gate Valve & Hose Guide. (Dwg No. 80800521) |  |  |  | 8080052100000 | 0323772000000 | 4.0000 | nos. |  | 1.1 Complete Assembly - HR
[8080060000000] 25mm x 30m Slim Manual Swing Hose Reel c/w LPCB, EN694 Hose, 25mm Brass Chrome Jet Nozzle, Inlet: 25mm BSPT, BS EN671-1 : 2012 c/w Carton Box, Material EG (Dwg No. 80800600) |  |  |  | 8080060000000 | 0301320000000 | 2.0000 | nos. |  | 1.1 Complete Assembly - HR
[8080060000000] 25mm x 30m Slim Manual Swing Hose Reel c/w LPCB, EN694 Hose, 25mm Brass Chrome Jet Nozzle, Inlet: 25mm BSPT, BS EN671-1 : 2012 c/w Carton Box, Material EG (Dwg No. 80800600) |  |  |  | 8080060000000 | 0300540000000 | 2.0000 | nos. |  | 1.1 Complete Assembly - HR
[8080060000000] 25mm x 30m Slim Manual Swing Hose Reel c/w LPCB, EN694 Hose, 25mm Brass Chrome Jet Nozzle, Inlet: 25mm BSPT, BS EN671-1 : 2012 c/w Carton Box, Material EG (Dwg No. 80800600) |  |  |  | 8080060000000 | 0300800000000 | 1.0000 | nos. |  | 1.1 Complete Assembly - HR
[8080060000000] 25mm x 30m Slim Manual Swing Hose Reel c/w LPCB, EN694 Hose, 25mm Brass Chrome Jet Nozzle, Inlet: 25mm BSPT, BS EN671-1 : 2012 c/w Carton Box, Material EG (Dwg No. 80800600) |  |  |  | 8080060000000 | 0303880300000 | 1.0000 | nos. |  | 1.1 Complete Assembly - HR
[8080060000000] 25mm x 30m Slim Manual Swing Hose Reel c/w LPCB, EN694 Hose, 25mm Brass Chrome Jet Nozzle, Inlet: 25mm BSPT, BS EN671-1 : 2012 c/w Carton Box, Material EG (Dwg No. 80800600) |  |  |  | 8080060000000 | 0306470000000 | 1.0000 | nos. |  | 1.1 Complete Assembly - HR
[8080060000000] 25mm x 30m Slim Manual Swing Hose Reel c/w LPCB, EN694 Hose, 25mm Brass Chrome Jet Nozzle, Inlet: 25mm BSPT, BS EN671-1 : 2012 c/w Carton Box, Material EG (Dwg No. 80800600) |  |  |  | 8080060000000 | 0311440000000 | 1.0000 | nos. |  | 1.1 Complete Assembly - HR
[8080060000000] 25mm x 30m Slim Manual Swing Hose Reel c/w LPCB, EN694 Hose, 25mm Brass Chrome Jet Nozzle, Inlet: 25mm BSPT, BS EN671-1 : 2012 c/w Carton Box, Material EG (Dwg No. 80800600) |  |  |  | 8080060000000 | 0301340000000 | 10.0000 | nos. |  | 1.1 Complete Assembly - HR
[8080060000000] 25mm x 30m Slim Manual Swing Hose Reel c/w LPCB, EN694 Hose, 25mm Brass Chrome Jet Nozzle, Inlet: 25mm BSPT, BS EN671-1 : 2012 c/w Carton Box, Material EG (Dwg No. 80800600) |  |  |  | 8080060000000 | 0300840000000 | 1.0000 | nos. |  | 1.1 Complete Assembly - HR
[8080060000000] 25mm x 30m Slim Manual Swing Hose Reel c/w LPCB, EN694 Hose, 25mm Brass Chrome Jet Nozzle, Inlet: 25mm BSPT, BS EN671-1 : 2012 c/w Carton Box, Material EG (Dwg No. 80800600) |  |  |  | 8080060000000 | 0304751900000 | 1.0000 | pcs |  | 1.1 Complete Assembly - HR
[8080060000000] 25mm x 30m Slim Manual Swing Hose Reel c/w LPCB, EN694 Hose, 25mm Brass Chrome Jet Nozzle, Inlet: 25mm BSPT, BS EN671-1 : 2012 c/w Carton Box, Material EG (Dwg No. 80800600) |  |  |  | 8080060000000 | 0305320000000 | 1.0000 | nos. |  | 1.1 Complete Assembly - HR
[8080060000000] 25mm x 30m Slim Manual Swing Hose Reel c/w LPCB, EN694 Hose, 25mm Brass Chrome Jet Nozzle, Inlet: 25mm BSPT, BS EN671-1 : 2012 c/w Carton Box, Material EG (Dwg No. 80800600) |  |  |  | 8080060000000 | 0310060000000 | 1.0000 | nos. |  | 1.1 Complete Assembly - HR
[8080060000000] 25mm x 30m Slim Manual Swing Hose Reel c/w LPCB, EN694 Hose, 25mm Brass Chrome Jet Nozzle, Inlet: 25mm BSPT, BS EN671-1 : 2012 c/w Carton Box, Material EG (Dwg No. 80800600) |  |  |  | 8080060000000 | 0300710000000 | 1.0000 | nos. |  | 1.1 Complete Assembly - HR
[8080060000000] 25mm x 30m Slim Manual Swing Hose Reel c/w LPCB, EN694 Hose, 25mm Brass Chrome Jet Nozzle, Inlet: 25mm BSPT, BS EN671-1 : 2012 c/w Carton Box, Material EG (Dwg No. 80800600) |  |  |  | 8080060000000 | 0310050100000 | 1.0000 | nos. |  | 1.1 Complete Assembly - HR
[8080060000000] 25mm x 30m Slim Manual Swing Hose Reel c/w LPCB, EN694 Hose, 25mm Brass Chrome Jet Nozzle, Inlet: 25mm BSPT, BS EN671-1 : 2012 c/w Carton Box, Material EG (Dwg No. 80800600) |  |  |  | 8080060000000 | 0301300000000 | 1.0000 | nos. |  | 1.1 Complete Assembly - HR
[8080060000000] 25mm x 30m Slim Manual Swing Hose Reel c/w LPCB, EN694 Hose, 25mm Brass Chrome Jet Nozzle, Inlet: 25mm BSPT, BS EN671-1 : 2012 c/w Carton Box, Material EG (Dwg No. 80800600) |  |  |  | 8080060000000 | 0300330000000 | 1.0000 | nos. |  | 1.1 Complete Assembly - HR
[8080060000001] 25mm x 30m Slim Manual Swing Hose Reel c/w LPCB, EN694 Hose, 25mm Brass Jet/Spray Nozzle, Inlet: 25mm BSPT, BS EN671-1 : 2012 c/w Carton Box, Material EG (Dwg No. 80800600) |  |  |  | 8080060000001 | 0301320000000 | 2.0000 | nos. |  | 1.1 Complete Assembly - HR
[8080060000001] 25mm x 30m Slim Manual Swing Hose Reel c/w LPCB, EN694 Hose, 25mm Brass Jet/Spray Nozzle, Inlet: 25mm BSPT, BS EN671-1 : 2012 c/w Carton Box, Material EG (Dwg No. 80800600) |  |  |  | 8080060000001 | 0300710000000 | 1.0000 | nos. |  | 1.1 Complete Assembly - HR
[8080060000001] 25mm x 30m Slim Manual Swing Hose Reel c/w LPCB, EN694 Hose, 25mm Brass Jet/Spray Nozzle, Inlet: 25mm BSPT, BS EN671-1 : 2012 c/w Carton Box, Material EG (Dwg No. 80800600) |  |  |  | 8080060000001 | 0305320000000 | 1.0000 | nos. |  | 1.1 Complete Assembly - HR
[8080060000001] 25mm x 30m Slim Manual Swing Hose Reel c/w LPCB, EN694 Hose, 25mm Brass Jet/Spray Nozzle, Inlet: 25mm BSPT, BS EN671-1 : 2012 c/w Carton Box, Material EG (Dwg No. 80800600) |  |  |  | 8080060000001 | 0310050100000 | 1.0000 | nos. |  | 1.1 Complete Assembly - HR
[8080060000001] 25mm x 30m Slim Manual Swing Hose Reel c/w LPCB, EN694 Hose, 25mm Brass Jet/Spray Nozzle, Inlet: 25mm BSPT, BS EN671-1 : 2012 c/w Carton Box, Material EG (Dwg No. 80800600) |  |  |  | 8080060000001 | 0300540000000 | 2.0000 | nos. |  | 1.1 Complete Assembly - HR
[8080060000001] 25mm x 30m Slim Manual Swing Hose Reel c/w LPCB, EN694 Hose, 25mm Brass Jet/Spray Nozzle, Inlet: 25mm BSPT, BS EN671-1 : 2012 c/w Carton Box, Material EG (Dwg No. 80800600) |  |  |  | 8080060000001 | 0300330000000 | 1.0000 | nos. |  | 1.1 Complete Assembly - HR
[8080060000001] 25mm x 30m Slim Manual Swing Hose Reel c/w LPCB, EN694 Hose, 25mm Brass Jet/Spray Nozzle, Inlet: 25mm BSPT, BS EN671-1 : 2012 c/w Carton Box, Material EG (Dwg No. 80800600) |  |  |  | 8080060000001 | 0306470000000 | 1.0000 | nos. |  | 1.1 Complete Assembly - HR
[8080060000001] 25mm x 30m Slim Manual Swing Hose Reel c/w LPCB, EN694 Hose, 25mm Brass Jet/Spray Nozzle, Inlet: 25mm BSPT, BS EN671-1 : 2012 c/w Carton Box, Material EG (Dwg No. 80800600) |  |  |  | 8080060000001 | 0310060000000 | 1.0000 | nos. |  | 1.1 Complete Assembly - HR
[8080060000001] 25mm x 30m Slim Manual Swing Hose Reel c/w LPCB, EN694 Hose, 25mm Brass Jet/Spray Nozzle, Inlet: 25mm BSPT, BS EN671-1 : 2012 c/w Carton Box, Material EG (Dwg No. 80800600) |  |  |  | 8080060000001 | 0300800000000 | 1.0000 | nos. |  | 1.1 Complete Assembly - HR
[8080060000001] 25mm x 30m Slim Manual Swing Hose Reel c/w LPCB, EN694 Hose, 25mm Brass Jet/Spray Nozzle, Inlet: 25mm BSPT, BS EN671-1 : 2012 c/w Carton Box, Material EG (Dwg No. 80800600) |  |  |  | 8080060000001 | 0304751900000 | 1.0000 | pcs |  | 1.1 Complete Assembly - HR
[8080060000001] 25mm x 30m Slim Manual Swing Hose Reel c/w LPCB, EN694 Hose, 25mm Brass Jet/Spray Nozzle, Inlet: 25mm BSPT, BS EN671-1 : 2012 c/w Carton Box, Material EG (Dwg No. 80800600) |  |  |  | 8080060000001 | 0303880300000 | 1.0000 | nos. |  | 1.1 Complete Assembly - HR
[8080060000001] 25mm x 30m Slim Manual Swing Hose Reel c/w LPCB, EN694 Hose, 25mm Brass Jet/Spray Nozzle, Inlet: 25mm BSPT, BS EN671-1 : 2012 c/w Carton Box, Material EG (Dwg No. 80800600) |  |  |  | 8080060000001 | 0301300000000 | 1.0000 | nos. |  | 1.1 Complete Assembly - HR
[8080060000001] 25mm x 30m Slim Manual Swing Hose Reel c/w LPCB, EN694 Hose, 25mm Brass Jet/Spray Nozzle, Inlet: 25mm BSPT, BS EN671-1 : 2012 c/w Carton Box, Material EG (Dwg No. 80800600) |  |  |  | 8080060000001 | 0317260000000 | 1.0000 | nos. |  | 1.1 Complete Assembly - HR
[8080060000001] 25mm x 30m Slim Manual Swing Hose Reel c/w LPCB, EN694 Hose, 25mm Brass Jet/Spray Nozzle, Inlet: 25mm BSPT, BS EN671-1 : 2012 c/w Carton Box, Material EG (Dwg No. 80800600) |  |  |  | 8080060000001 | 0301340000000 | 10.0000 | nos. |  | 1.1 Complete Assembly - HR
[8080060000001] 25mm x 30m Slim Manual Swing Hose Reel c/w LPCB, EN694 Hose, 25mm Brass Jet/Spray Nozzle, Inlet: 25mm BSPT, BS EN671-1 : 2012 c/w Carton Box, Material EG (Dwg No. 80800600) |  |  |  | 8080060000001 | 0311440000000 | 1.0000 | nos. |  | 1.1 Complete Assembly - HR
[8080060000002] 25mm x 30m Slim Manual Swing Hose Reel c/w SETSCO, EN694 Hose, 25mm Brass Chrome Jet Nozzle, Inlet: 25mm BSPT, BS EN671-1 : 2012, Material EG (Dwg No. 80800600) |  |  |  | 8080060000002 | 0300540000000 | 2.0000 | nos. |  | 1.1 Complete Assembly - HR
[8080060000002] 25mm x 30m Slim Manual Swing Hose Reel c/w SETSCO, EN694 Hose, 25mm Brass Chrome Jet Nozzle, Inlet: 25mm BSPT, BS EN671-1 : 2012, Material EG (Dwg No. 80800600) |  |  |  | 8080060000002 | 0301300000000 | 1.0000 | nos. |  | 1.1 Complete Assembly - HR
[8080060000002] 25mm x 30m Slim Manual Swing Hose Reel c/w SETSCO, EN694 Hose, 25mm Brass Chrome Jet Nozzle, Inlet: 25mm BSPT, BS EN671-1 : 2012, Material EG (Dwg No. 80800600) |  |  |  | 8080060000002 | 0300710000000 | 1.0000 | nos. |  | 1.1 Complete Assembly - HR
[8080060000002] 25mm x 30m Slim Manual Swing Hose Reel c/w SETSCO, EN694 Hose, 25mm Brass Chrome Jet Nozzle, Inlet: 25mm BSPT, BS EN671-1 : 2012, Material EG (Dwg No. 80800600) |  |  |  | 8080060000002 | 0310060000000 | 1.0000 | nos. |  | 1.1 Complete Assembly - HR
[8080060000002] 25mm x 30m Slim Manual Swing Hose Reel c/w SETSCO, EN694 Hose, 25mm Brass Chrome Jet Nozzle, Inlet: 25mm BSPT, BS EN671-1 : 2012, Material EG (Dwg No. 80800600) |  |  |  | 8080060000002 | 0304751900000 | 1.0000 | pcs |  | 1.1 Complete Assembly - HR
[8080060000002] 25mm x 30m Slim Manual Swing Hose Reel c/w SETSCO, EN694 Hose, 25mm Brass Chrome Jet Nozzle, Inlet: 25mm BSPT, BS EN671-1 : 2012, Material EG (Dwg No. 80800600) |  |  |  | 8080060000002 | 0300840000000 | 1.0000 | nos. |  | 1.1 Complete Assembly - HR
[8080060000002] 25mm x 30m Slim Manual Swing Hose Reel c/w SETSCO, EN694 Hose, 25mm Brass Chrome Jet Nozzle, Inlet: 25mm BSPT, BS EN671-1 : 2012, Material EG (Dwg No. 80800600) |  |  |  | 8080060000002 | 0301320000000 | 2.0000 | nos. |  | 1.1 Complete Assembly - HR
[8080060000002] 25mm x 30m Slim Manual Swing Hose Reel c/w SETSCO, EN694 Hose, 25mm Brass Chrome Jet Nozzle, Inlet: 25mm BSPT, BS EN671-1 : 2012, Material EG (Dwg No. 80800600) |  |  |  | 8080060000002 | 0311440000000 | 1.0000 | nos. |  | 1.1 Complete Assembly - HR
[8080060000002] 25mm x 30m Slim Manual Swing Hose Reel c/w SETSCO, EN694 Hose, 25mm Brass Chrome Jet Nozzle, Inlet: 25mm BSPT, BS EN671-1 : 2012, Material EG (Dwg No. 80800600) |  |  |  | 8080060000002 | 0303880300000 | 1.0000 | nos. |  | 1.1 Complete Assembly - HR
[8080060000002] 25mm x 30m Slim Manual Swing Hose Reel c/w SETSCO, EN694 Hose, 25mm Brass Chrome Jet Nozzle, Inlet: 25mm BSPT, BS EN671-1 : 2012, Material EG (Dwg No. 80800600) |  |  |  | 8080060000002 | 0307170000000 | 1.0000 | nos. |  | 1.1 Complete Assembly - HR
[8080060000002] 25mm x 30m Slim Manual Swing Hose Reel c/w SETSCO, EN694 Hose, 25mm Brass Chrome Jet Nozzle, Inlet: 25mm BSPT, BS EN671-1 : 2012, Material EG (Dwg No. 80800600) |  |  |  | 8080060000002 | 0306470000000 | 1.0000 | nos. |  | 1.1 Complete Assembly - HR
[8080060000002] 25mm x 30m Slim Manual Swing Hose Reel c/w SETSCO, EN694 Hose, 25mm Brass Chrome Jet Nozzle, Inlet: 25mm BSPT, BS EN671-1 : 2012, Material EG (Dwg No. 80800600) |  |  |  | 8080060000002 | 0300800000000 | 1.0000 | nos. |  | 1.1 Complete Assembly - HR
[8080060000002] 25mm x 30m Slim Manual Swing Hose Reel c/w SETSCO, EN694 Hose, 25mm Brass Chrome Jet Nozzle, Inlet: 25mm BSPT, BS EN671-1 : 2012, Material EG (Dwg No. 80800600) |  |  |  | 8080060000002 | 0301340000000 | 10.0000 | nos. |  | 1.1 Complete Assembly - HR
[8080060000002] 25mm x 30m Slim Manual Swing Hose Reel c/w SETSCO, EN694 Hose, 25mm Brass Chrome Jet Nozzle, Inlet: 25mm BSPT, BS EN671-1 : 2012, Material EG (Dwg No. 80800600) |  |  |  | 8080060000002 | 0300330000000 | 1.0000 | nos. |  | 1.1 Complete Assembly - HR
[8080060000002] 25mm x 30m Slim Manual Swing Hose Reel c/w SETSCO, EN694 Hose, 25mm Brass Chrome Jet Nozzle, Inlet: 25mm BSPT, BS EN671-1 : 2012, Material EG (Dwg No. 80800600) |  |  |  | 8080060000002 | 0310050100000 | 1.0000 | nos. |  | 1.1 Complete Assembly - HR
[8080060000003] 25mm x 30m Slim Manual Swing Hose Reel c/w SETSCO, EN694 Hose, 25mm Brass Jet/Spray Nozzle, Inlet: 25mm BSPT, BS EN671-1 : 2012, Material EG (Dwg No. 80800600) |  |  |  | 8080060000003 | 0317260000000 | 1.0000 | nos. |  | 1.1 Complete Assembly - HR
[8080060000003] 25mm x 30m Slim Manual Swing Hose Reel c/w SETSCO, EN694 Hose, 25mm Brass Jet/Spray Nozzle, Inlet: 25mm BSPT, BS EN671-1 : 2012, Material EG (Dwg No. 80800600) |  |  |  | 8080060000003 | 0300330000000 | 1.0000 | nos. |  | 1.1 Complete Assembly - HR
[8080060000003] 25mm x 30m Slim Manual Swing Hose Reel c/w SETSCO, EN694 Hose, 25mm Brass Jet/Spray Nozzle, Inlet: 25mm BSPT, BS EN671-1 : 2012, Material EG (Dwg No. 80800600) |  |  |  | 8080060000003 | 0306470000000 | 1.0000 | nos. |  | 1.1 Complete Assembly - HR
[8080060000003] 25mm x 30m Slim Manual Swing Hose Reel c/w SETSCO, EN694 Hose, 25mm Brass Jet/Spray Nozzle, Inlet: 25mm BSPT, BS EN671-1 : 2012, Material EG (Dwg No. 80800600) |  |  |  | 8080060000003 | 0310050100000 | 1.0000 | nos. |  | 1.1 Complete Assembly - HR
[8080060000003] 25mm x 30m Slim Manual Swing Hose Reel c/w SETSCO, EN694 Hose, 25mm Brass Jet/Spray Nozzle, Inlet: 25mm BSPT, BS EN671-1 : 2012, Material EG (Dwg No. 80800600) |  |  |  | 8080060000003 | 0301300000000 | 1.0000 | nos. |  | 1.1 Complete Assembly - HR
[8080060000003] 25mm x 30m Slim Manual Swing Hose Reel c/w SETSCO, EN694 Hose, 25mm Brass Jet/Spray Nozzle, Inlet: 25mm BSPT, BS EN671-1 : 2012, Material EG (Dwg No. 80800600) |  |  |  | 8080060000003 | 0307170000000 | 1.0000 | nos. |  | 1.1 Complete Assembly - HR
[8080060000003] 25mm x 30m Slim Manual Swing Hose Reel c/w SETSCO, EN694 Hose, 25mm Brass Jet/Spray Nozzle, Inlet: 25mm BSPT, BS EN671-1 : 2012, Material EG (Dwg No. 80800600) |  |  |  | 8080060000003 | 0301340000000 | 10.0000 | nos. |  | 1.1 Complete Assembly - HR
[8080060000003] 25mm x 30m Slim Manual Swing Hose Reel c/w SETSCO, EN694 Hose, 25mm Brass Jet/Spray Nozzle, Inlet: 25mm BSPT, BS EN671-1 : 2012, Material EG (Dwg No. 80800600) |  |  |  | 8080060000003 | 0303880300000 | 1.0000 | nos. |  | 1.1 Complete Assembly - HR
[8080060000003] 25mm x 30m Slim Manual Swing Hose Reel c/w SETSCO, EN694 Hose, 25mm Brass Jet/Spray Nozzle, Inlet: 25mm BSPT, BS EN671-1 : 2012, Material EG (Dwg No. 80800600) |  |  |  | 8080060000003 | 0301320000000 | 2.0000 | nos. |  | 1.1 Complete Assembly - HR
[8080060000003] 25mm x 30m Slim Manual Swing Hose Reel c/w SETSCO, EN694 Hose, 25mm Brass Jet/Spray Nozzle, Inlet: 25mm BSPT, BS EN671-1 : 2012, Material EG (Dwg No. 80800600) |  |  |  | 8080060000003 | 0304751900000 | 1.0000 | pcs |  | 1.1 Complete Assembly - HR
[8080060000003] 25mm x 30m Slim Manual Swing Hose Reel c/w SETSCO, EN694 Hose, 25mm Brass Jet/Spray Nozzle, Inlet: 25mm BSPT, BS EN671-1 : 2012, Material EG (Dwg No. 80800600) |  |  |  | 8080060000003 | 0311440000000 | 1.0000 | nos. |  | 1.1 Complete Assembly - HR
[8080060000003] 25mm x 30m Slim Manual Swing Hose Reel c/w SETSCO, EN694 Hose, 25mm Brass Jet/Spray Nozzle, Inlet: 25mm BSPT, BS EN671-1 : 2012, Material EG (Dwg No. 80800600) |  |  |  | 8080060000003 | 0300540000000 | 2.0000 | nos. |  | 1.1 Complete Assembly - HR
[8080060000003] 25mm x 30m Slim Manual Swing Hose Reel c/w SETSCO, EN694 Hose, 25mm Brass Jet/Spray Nozzle, Inlet: 25mm BSPT, BS EN671-1 : 2012, Material EG (Dwg No. 80800600) |  |  |  | 8080060000003 | 0300800000000 | 1.0000 | nos. |  | 1.1 Complete Assembly - HR
[8080060000003] 25mm x 30m Slim Manual Swing Hose Reel c/w SETSCO, EN694 Hose, 25mm Brass Jet/Spray Nozzle, Inlet: 25mm BSPT, BS EN671-1 : 2012, Material EG (Dwg No. 80800600) |  |  |  | 8080060000003 | 0310060000000 | 1.0000 | nos. |  | 1.1 Complete Assembly - HR
[8080060000003] 25mm x 30m Slim Manual Swing Hose Reel c/w SETSCO, EN694 Hose, 25mm Brass Jet/Spray Nozzle, Inlet: 25mm BSPT, BS EN671-1 : 2012, Material EG (Dwg No. 80800600) |  |  |  | 8080060000003 | 0300710000000 | 1.0000 | nos. |  | 1.1 Complete Assembly - HR
[8080130000000] 1"(HP) X 30m Hose Reel-Swing L-Bracket, Drum 585mm X 180mm, LG2 Double Waterway(Right), C/W LPCB, EN694 High Pressure Hose, C18 Jet/Spray Nozzle, Inlet: 1" BSP, BS EN671-1, Material: MS, (Dwg No. 80801300) |  |  |  | 8080130000000 | 0307250100000 | 1.0000 | nos. |  | 1.1 Complete Assembly - HR
[8080130000000] 1"(HP) X 30m Hose Reel-Swing L-Bracket, Drum 585mm X 180mm, LG2 Double Waterway(Right), C/W LPCB, EN694 High Pressure Hose, C18 Jet/Spray Nozzle, Inlet: 1" BSP, BS EN671-1, Material: MS, (Dwg No. 80801300) |  |  |  | 8080130000000 | 0323090000000 | 2.0000 | nos. |  | 1.1 Complete Assembly - HR
[8080130000000] 1"(HP) X 30m Hose Reel-Swing L-Bracket, Drum 585mm X 180mm, LG2 Double Waterway(Right), C/W LPCB, EN694 High Pressure Hose, C18 Jet/Spray Nozzle, Inlet: 1" BSP, BS EN671-1, Material: MS, (Dwg No. 80801300) |  |  |  | 8080130000000 | 0301340000000 | 10.0000 | nos. |  | 1.1 Complete Assembly - HR
[8080130000000] 1"(HP) X 30m Hose Reel-Swing L-Bracket, Drum 585mm X 180mm, LG2 Double Waterway(Right), C/W LPCB, EN694 High Pressure Hose, C18 Jet/Spray Nozzle, Inlet: 1" BSP, BS EN671-1, Material: MS, (Dwg No. 80801300) |  |  |  | 8080130000000 | 0303880100000 | 4.0000 | nos. |  | 1.1 Complete Assembly - HR
[8080130000000] 1"(HP) X 30m Hose Reel-Swing L-Bracket, Drum 585mm X 180mm, LG2 Double Waterway(Right), C/W LPCB, EN694 High Pressure Hose, C18 Jet/Spray Nozzle, Inlet: 1" BSP, BS EN671-1, Material: MS, (Dwg No. 80801300) |  |  |  | 8080130000000 | 0300331400000 | 1.0000 | nos. |  | 1.1 Complete Assembly - HR
[8080130000000] 1"(HP) X 30m Hose Reel-Swing L-Bracket, Drum 585mm X 180mm, LG2 Double Waterway(Right), C/W LPCB, EN694 High Pressure Hose, C18 Jet/Spray Nozzle, Inlet: 1" BSP, BS EN671-1, Material: MS, (Dwg No. 80801300) |  |  |  | 8080130000000 | 0310050100000 | 1.0000 | nos. |  | 1.1 Complete Assembly - HR
[8080130000000] 1"(HP) X 30m Hose Reel-Swing L-Bracket, Drum 585mm X 180mm, LG2 Double Waterway(Right), C/W LPCB, EN694 High Pressure Hose, C18 Jet/Spray Nozzle, Inlet: 1" BSP, BS EN671-1, Material: MS, (Dwg No. 80801300) |  |  |  | 8080130000000 | 0310060000000 | 1.0000 | nos. |  | 1.1 Complete Assembly - HR
[8080130000000] 1"(HP) X 30m Hose Reel-Swing L-Bracket, Drum 585mm X 180mm, LG2 Double Waterway(Right), C/W LPCB, EN694 High Pressure Hose, C18 Jet/Spray Nozzle, Inlet: 1" BSP, BS EN671-1, Material: MS, (Dwg No. 80801300) |  |  |  | 8080130000000 | 0320970300000 | 1.0000 | nos. |  | 1.1 Complete Assembly - HR
[8080130000000] 1"(HP) X 30m Hose Reel-Swing L-Bracket, Drum 585mm X 180mm, LG2 Double Waterway(Right), C/W LPCB, EN694 High Pressure Hose, C18 Jet/Spray Nozzle, Inlet: 1" BSP, BS EN671-1, Material: MS, (Dwg No. 80801300) |  |  |  | 8080130000000 | 0311440000000 | 1.0000 | nos. |  | 1.1 Complete Assembly - HR
[8080130000000] 1"(HP) X 30m Hose Reel-Swing L-Bracket, Drum 585mm X 180mm, LG2 Double Waterway(Right), C/W LPCB, EN694 High Pressure Hose, C18 Jet/Spray Nozzle, Inlet: 1" BSP, BS EN671-1, Material: MS, (Dwg No. 80801300) |  |  |  | 8080130000000 | 0321120400000 | 1.0000 | nos. |  | 1.1 Complete Assembly - HR
[8080130000000] 1"(HP) X 30m Hose Reel-Swing L-Bracket, Drum 585mm X 180mm, LG2 Double Waterway(Right), C/W LPCB, EN694 High Pressure Hose, C18 Jet/Spray Nozzle, Inlet: 1" BSP, BS EN671-1, Material: MS, (Dwg No. 80801300) |  |  |  | 8080130000000 | 0318930000000 | 1.0000 | nos. |  | 1.1 Complete Assembly - HR
[8080130000000] 1"(HP) X 30m Hose Reel-Swing L-Bracket, Drum 585mm X 180mm, LG2 Double Waterway(Right), C/W LPCB, EN694 High Pressure Hose, C18 Jet/Spray Nozzle, Inlet: 1" BSP, BS EN671-1, Material: MS, (Dwg No. 80801300) |  |  |  | 8080130000000 | 0320850100000 | 1.0000 | nos. |  | 1.1 Complete Assembly - HR
[8080130000000] 1"(HP) X 30m Hose Reel-Swing L-Bracket, Drum 585mm X 180mm, LG2 Double Waterway(Right), C/W LPCB, EN694 High Pressure Hose, C18 Jet/Spray Nozzle, Inlet: 1" BSP, BS EN671-1, Material: MS, (Dwg No. 80801300) |  |  |  | 8080130000000 | 0321820000000 | 1.0000 | nos. |  | 1.1 Complete Assembly - HR
[8080130000000] 1"(HP) X 30m Hose Reel-Swing L-Bracket, Drum 585mm X 180mm, LG2 Double Waterway(Right), C/W LPCB, EN694 High Pressure Hose, C18 Jet/Spray Nozzle, Inlet: 1" BSP, BS EN671-1, Material: MS, (Dwg No. 80801300) |  |  |  | 8080130000000 | 0300332100000 | 1.0000 | nos. |  | 1.1 Complete Assembly - HR
[8080130000000] 1"(HP) X 30m Hose Reel-Swing L-Bracket, Drum 585mm X 180mm, LG2 Double Waterway(Right), C/W LPCB, EN694 High Pressure Hose, C18 Jet/Spray Nozzle, Inlet: 1" BSP, BS EN671-1, Material: MS, (Dwg No. 80801300) |  |  |  | 8080130000000 | 0323070000000 | 4.0000 | nos. |  | 1.1 Complete Assembly - HR
[8080130000000] 1"(HP) X 30m Hose Reel-Swing L-Bracket, Drum 585mm X 180mm, LG2 Double Waterway(Right), C/W LPCB, EN694 High Pressure Hose, C18 Jet/Spray Nozzle, Inlet: 1" BSP, BS EN671-1, Material: MS, (Dwg No. 80801300) |  |  |  | 8080130000000 | 0300540000000 | 2.0000 | nos. |  | 1.1 Complete Assembly - HR
[8080130000001] 1"(HP) X 30m Hose Reel-Swing L-Bracket, Drum 585mm X 180mm, LG2 Double Waterway(Right), C/W MED, EN694 High Pressure Hose, C18 Jet/Spray Nozzle, Inlet: 1" BSP, BS EN671-1, Material: MS, (Dwg No. 80801300) |  |  |  | 8080130000001 | 0300540000000 | 2.0000 | nos. |  | 1.1 Complete Assembly - HR
[8080130000001] 1"(HP) X 30m Hose Reel-Swing L-Bracket, Drum 585mm X 180mm, LG2 Double Waterway(Right), C/W MED, EN694 High Pressure Hose, C18 Jet/Spray Nozzle, Inlet: 1" BSP, BS EN671-1, Material: MS, (Dwg No. 80801300) |  |  |  | 8080130000001 | 0300331400000 | 1.0000 | nos. |  | 1.1 Complete Assembly - HR
[8080130000001] 1"(HP) X 30m Hose Reel-Swing L-Bracket, Drum 585mm X 180mm, LG2 Double Waterway(Right), C/W MED, EN694 High Pressure Hose, C18 Jet/Spray Nozzle, Inlet: 1" BSP, BS EN671-1, Material: MS, (Dwg No. 80801300) |  |  |  | 8080130000001 | 0323090000000 | 2.0000 | nos. |  | 1.1 Complete Assembly - HR
[8080130000001] 1"(HP) X 30m Hose Reel-Swing L-Bracket, Drum 585mm X 180mm, LG2 Double Waterway(Right), C/W MED, EN694 High Pressure Hose, C18 Jet/Spray Nozzle, Inlet: 1" BSP, BS EN671-1, Material: MS, (Dwg No. 80801300) |  |  |  | 8080130000001 | 0310060000000 | 1.0000 | nos. |  | 1.1 Complete Assembly - HR
[8080130000001] 1"(HP) X 30m Hose Reel-Swing L-Bracket, Drum 585mm X 180mm, LG2 Double Waterway(Right), C/W MED, EN694 High Pressure Hose, C18 Jet/Spray Nozzle, Inlet: 1" BSP, BS EN671-1, Material: MS, (Dwg No. 80801300) |  |  |  | 8080130000001 | 0310050100000 | 1.0000 | nos. |  | 1.1 Complete Assembly - HR
[8080130000001] 1"(HP) X 30m Hose Reel-Swing L-Bracket, Drum 585mm X 180mm, LG2 Double Waterway(Right), C/W MED, EN694 High Pressure Hose, C18 Jet/Spray Nozzle, Inlet: 1" BSP, BS EN671-1, Material: MS, (Dwg No. 80801300) |  |  |  | 8080130000001 | 0318930000000 | 1.0000 | nos. |  | 1.1 Complete Assembly - HR
[8080130000001] 1"(HP) X 30m Hose Reel-Swing L-Bracket, Drum 585mm X 180mm, LG2 Double Waterway(Right), C/W MED, EN694 High Pressure Hose, C18 Jet/Spray Nozzle, Inlet: 1" BSP, BS EN671-1, Material: MS, (Dwg No. 80801300) |  |  |  | 8080130000001 | 0300332100000 | 1.0000 | nos. |  | 1.1 Complete Assembly - HR
[8080130000001] 1"(HP) X 30m Hose Reel-Swing L-Bracket, Drum 585mm X 180mm, LG2 Double Waterway(Right), C/W MED, EN694 High Pressure Hose, C18 Jet/Spray Nozzle, Inlet: 1" BSP, BS EN671-1, Material: MS, (Dwg No. 80801300) |  |  |  | 8080130000001 | 0303880100000 | 4.0000 | nos. |  | 1.1 Complete Assembly - HR
[8080130000001] 1"(HP) X 30m Hose Reel-Swing L-Bracket, Drum 585mm X 180mm, LG2 Double Waterway(Right), C/W MED, EN694 High Pressure Hose, C18 Jet/Spray Nozzle, Inlet: 1" BSP, BS EN671-1, Material: MS, (Dwg No. 80801300) |  |  |  | 8080130000001 | 0311440000000 | 1.0000 | nos. |  | 1.1 Complete Assembly - HR
[8080130000001] 1"(HP) X 30m Hose Reel-Swing L-Bracket, Drum 585mm X 180mm, LG2 Double Waterway(Right), C/W MED, EN694 High Pressure Hose, C18 Jet/Spray Nozzle, Inlet: 1" BSP, BS EN671-1, Material: MS, (Dwg No. 80801300) |  |  |  | 8080130000001 | 0320970300000 | 1.0000 | nos. |  | 1.1 Complete Assembly - HR
[8080130000001] 1"(HP) X 30m Hose Reel-Swing L-Bracket, Drum 585mm X 180mm, LG2 Double Waterway(Right), C/W MED, EN694 High Pressure Hose, C18 Jet/Spray Nozzle, Inlet: 1" BSP, BS EN671-1, Material: MS, (Dwg No. 80801300) |  |  |  | 8080130000001 | 0321120400000 | 1.0000 | nos. |  | 1.1 Complete Assembly - HR
[8080130000001] 1"(HP) X 30m Hose Reel-Swing L-Bracket, Drum 585mm X 180mm, LG2 Double Waterway(Right), C/W MED, EN694 High Pressure Hose, C18 Jet/Spray Nozzle, Inlet: 1" BSP, BS EN671-1, Material: MS, (Dwg No. 80801300) |  |  |  | 8080130000001 | 0323070000000 | 4.0000 | nos. |  | 1.1 Complete Assembly - HR
[8080130000001] 1"(HP) X 30m Hose Reel-Swing L-Bracket, Drum 585mm X 180mm, LG2 Double Waterway(Right), C/W MED, EN694 High Pressure Hose, C18 Jet/Spray Nozzle, Inlet: 1" BSP, BS EN671-1, Material: MS, (Dwg No. 80801300) |  |  |  | 8080130000001 | 0321820000000 | 1.0000 | nos. |  | 1.1 Complete Assembly - HR
[8080130000001] 1"(HP) X 30m Hose Reel-Swing L-Bracket, Drum 585mm X 180mm, LG2 Double Waterway(Right), C/W MED, EN694 High Pressure Hose, C18 Jet/Spray Nozzle, Inlet: 1" BSP, BS EN671-1, Material: MS, (Dwg No. 80801300) |  |  |  | 8080130000001 | 0307250100000 | 1.0000 | nos. |  | 1.1 Complete Assembly - HR
[8080130000001] 1"(HP) X 30m Hose Reel-Swing L-Bracket, Drum 585mm X 180mm, LG2 Double Waterway(Right), C/W MED, EN694 High Pressure Hose, C18 Jet/Spray Nozzle, Inlet: 1" BSP, BS EN671-1, Material: MS, (Dwg No. 80801300) |  |  |  | 8080130000001 | 0320850100000 | 1.0000 | nos. |  | 1.1 Complete Assembly - HR
[8080130000001] 1"(HP) X 30m Hose Reel-Swing L-Bracket, Drum 585mm X 180mm, LG2 Double Waterway(Right), C/W MED, EN694 High Pressure Hose, C18 Jet/Spray Nozzle, Inlet: 1" BSP, BS EN671-1, Material: MS, (Dwg No. 80801300) |  |  |  | 8080130000001 | 0301340000000 | 10.0000 | nos. |  | 1.1 Complete Assembly - HR
[8080130000002] 1"(HP) X 30m Hose Reel-Swing L-Bracket, Drum 585mm X 180mm, LG2 Double Waterway(Left), C/W LPCB, EN694 High Pressure Hose, C18 Jet/Spray Nozzle, Inlet: 1" BSP, BS EN671-1, Material: MS, (Dwg No. 80801300) |  |  |  | 8080130000002 | 0300332100000 | 1.0000 | nos. |  | 1.1 Complete Assembly - HR
[8080130000002] 1"(HP) X 30m Hose Reel-Swing L-Bracket, Drum 585mm X 180mm, LG2 Double Waterway(Left), C/W LPCB, EN694 High Pressure Hose, C18 Jet/Spray Nozzle, Inlet: 1" BSP, BS EN671-1, Material: MS, (Dwg No. 80801300) |  |  |  | 8080130000002 | 0307250100000 | 1.0000 | nos. |  | 1.1 Complete Assembly - HR
[8080130000002] 1"(HP) X 30m Hose Reel-Swing L-Bracket, Drum 585mm X 180mm, LG2 Double Waterway(Left), C/W LPCB, EN694 High Pressure Hose, C18 Jet/Spray Nozzle, Inlet: 1" BSP, BS EN671-1, Material: MS, (Dwg No. 80801300) |  |  |  | 8080130000002 | 0323070000000 | 4.0000 | nos. |  | 1.1 Complete Assembly - HR
[8080130000002] 1"(HP) X 30m Hose Reel-Swing L-Bracket, Drum 585mm X 180mm, LG2 Double Waterway(Left), C/W LPCB, EN694 High Pressure Hose, C18 Jet/Spray Nozzle, Inlet: 1" BSP, BS EN671-1, Material: MS, (Dwg No. 80801300) |  |  |  | 8080130000002 | 0318930000000 | 1.0000 | nos. |  | 1.1 Complete Assembly - HR
[8080130000002] 1"(HP) X 30m Hose Reel-Swing L-Bracket, Drum 585mm X 180mm, LG2 Double Waterway(Left), C/W LPCB, EN694 High Pressure Hose, C18 Jet/Spray Nozzle, Inlet: 1" BSP, BS EN671-1, Material: MS, (Dwg No. 80801300) |  |  |  | 8080130000002 | 0320850300000 | 1.0000 | nos. |  | 1.1 Complete Assembly - HR
[8080130000002] 1"(HP) X 30m Hose Reel-Swing L-Bracket, Drum 585mm X 180mm, LG2 Double Waterway(Left), C/W LPCB, EN694 High Pressure Hose, C18 Jet/Spray Nozzle, Inlet: 1" BSP, BS EN671-1, Material: MS, (Dwg No. 80801300) |  |  |  | 8080130000002 | 0320960100000 | 4.0000 | nos. |  | 1.1 Complete Assembly - HR
[8080130000002] 1"(HP) X 30m Hose Reel-Swing L-Bracket, Drum 585mm X 180mm, LG2 Double Waterway(Left), C/W LPCB, EN694 High Pressure Hose, C18 Jet/Spray Nozzle, Inlet: 1" BSP, BS EN671-1, Material: MS, (Dwg No. 80801300) |  |  |  | 8080130000002 | 0321120400000 | 1.0000 | nos. |  | 1.1 Complete Assembly - HR
[8080130000002] 1"(HP) X 30m Hose Reel-Swing L-Bracket, Drum 585mm X 180mm, LG2 Double Waterway(Left), C/W LPCB, EN694 High Pressure Hose, C18 Jet/Spray Nozzle, Inlet: 1" BSP, BS EN671-1, Material: MS, (Dwg No. 80801300) |  |  |  | 8080130000002 | 0310050100000 | 1.0000 | nos. |  | 1.1 Complete Assembly - HR
[8080130000002] 1"(HP) X 30m Hose Reel-Swing L-Bracket, Drum 585mm X 180mm, LG2 Double Waterway(Left), C/W LPCB, EN694 High Pressure Hose, C18 Jet/Spray Nozzle, Inlet: 1" BSP, BS EN671-1, Material: MS, (Dwg No. 80801300) |  |  |  | 8080130000002 | 0310060000000 | 1.0000 | nos. |  | 1.1 Complete Assembly - HR
[8080130000002] 1"(HP) X 30m Hose Reel-Swing L-Bracket, Drum 585mm X 180mm, LG2 Double Waterway(Left), C/W LPCB, EN694 High Pressure Hose, C18 Jet/Spray Nozzle, Inlet: 1" BSP, BS EN671-1, Material: MS, (Dwg No. 80801300) |  |  |  | 8080130000002 | 0311440000000 | 1.0000 | nos. |  | 1.1 Complete Assembly - HR
[8080130000002] 1"(HP) X 30m Hose Reel-Swing L-Bracket, Drum 585mm X 180mm, LG2 Double Waterway(Left), C/W LPCB, EN694 High Pressure Hose, C18 Jet/Spray Nozzle, Inlet: 1" BSP, BS EN671-1, Material: MS, (Dwg No. 80801300) |  |  |  | 8080130000002 | 0320970300000 | 1.0000 | nos. |  | 1.1 Complete Assembly - HR
[8080130000002] 1"(HP) X 30m Hose Reel-Swing L-Bracket, Drum 585mm X 180mm, LG2 Double Waterway(Left), C/W LPCB, EN694 High Pressure Hose, C18 Jet/Spray Nozzle, Inlet: 1" BSP, BS EN671-1, Material: MS, (Dwg No. 80801300) |  |  |  | 8080130000002 | 0323090000000 | 4.0000 | nos. |  | 1.1 Complete Assembly - HR
[8080130000002] 1"(HP) X 30m Hose Reel-Swing L-Bracket, Drum 585mm X 180mm, LG2 Double Waterway(Left), C/W LPCB, EN694 High Pressure Hose, C18 Jet/Spray Nozzle, Inlet: 1" BSP, BS EN671-1, Material: MS, (Dwg No. 80801300) |  |  |  | 8080130000002 | 0301340000000 | 10.0000 | nos. |  | 1.1 Complete Assembly - HR
[8080130000002] 1"(HP) X 30m Hose Reel-Swing L-Bracket, Drum 585mm X 180mm, LG2 Double Waterway(Left), C/W LPCB, EN694 High Pressure Hose, C18 Jet/Spray Nozzle, Inlet: 1" BSP, BS EN671-1, Material: MS, (Dwg No. 80801300) |  |  |  | 8080130000002 | 0300331400000 | 1.0000 | nos. |  | 1.1 Complete Assembly - HR
[8080130000002] 1"(HP) X 30m Hose Reel-Swing L-Bracket, Drum 585mm X 180mm, LG2 Double Waterway(Left), C/W LPCB, EN694 High Pressure Hose, C18 Jet/Spray Nozzle, Inlet: 1" BSP, BS EN671-1, Material: MS, (Dwg No. 80801300) |  |  |  | 8080130000002 | 0300540000000 | 2.0000 | nos. |  | 1.1 Complete Assembly - HR
[8080130000002] 1"(HP) X 30m Hose Reel-Swing L-Bracket, Drum 585mm X 180mm, LG2 Double Waterway(Left), C/W LPCB, EN694 High Pressure Hose, C18 Jet/Spray Nozzle, Inlet: 1" BSP, BS EN671-1, Material: MS, (Dwg No. 80801300) |  |  |  | 8080130000002 | 0321820000000 | 1.0000 | nos. |  | 1.1 Complete Assembly - HR
[8080130023001] 1"(HP) X 15m Hose Reel-Swing L-Bracket, Drum 585mm X 180mm, LG2 Double Waterway(Right), C/W MED, EN694 High Pressure Hose, Shanghai Yibei Dual Purpose Jet/Spray Nozzle 19mm, BS EN671-1, Material: MS, (Dwg No. 80801300) |  |  |  | 8080130023001 | 0320970300000 | 1.0000 | nos. |  | 1.1 Complete Assembly - HR
[8080130023001] 1"(HP) X 15m Hose Reel-Swing L-Bracket, Drum 585mm X 180mm, LG2 Double Waterway(Right), C/W MED, EN694 High Pressure Hose, Shanghai Yibei Dual Purpose Jet/Spray Nozzle 19mm, BS EN671-1, Material: MS, (Dwg No. 80801300) |  |  |  | 8080130023001 | 0301340000000 | 10.0000 | nos. |  | 1.1 Complete Assembly - HR
[8080130023001] 1"(HP) X 15m Hose Reel-Swing L-Bracket, Drum 585mm X 180mm, LG2 Double Waterway(Right), C/W MED, EN694 High Pressure Hose, Shanghai Yibei Dual Purpose Jet/Spray Nozzle 19mm, BS EN671-1, Material: MS, (Dwg No. 80801300) |  |  |  | 8080130023001 | 0307250100000 | 1.0000 | nos. |  | 1.1 Complete Assembly - HR
[8080130023001] 1"(HP) X 15m Hose Reel-Swing L-Bracket, Drum 585mm X 180mm, LG2 Double Waterway(Right), C/W MED, EN694 High Pressure Hose, Shanghai Yibei Dual Purpose Jet/Spray Nozzle 19mm, BS EN671-1, Material: MS, (Dwg No. 80801300) |  |  |  | 8080130023001 | 0300331423001 | 1.0000 | nos. |  | 1.1 Complete Assembly - HR
[8080130023001] 1"(HP) X 15m Hose Reel-Swing L-Bracket, Drum 585mm X 180mm, LG2 Double Waterway(Right), C/W MED, EN694 High Pressure Hose, Shanghai Yibei Dual Purpose Jet/Spray Nozzle 19mm, BS EN671-1, Material: MS, (Dwg No. 80801300) |  |  |  | 8080130023001 | 0321820000000 | 1.0000 | nos. |  | 1.1 Complete Assembly - HR
[8080130023001] 1"(HP) X 15m Hose Reel-Swing L-Bracket, Drum 585mm X 180mm, LG2 Double Waterway(Right), C/W MED, EN694 High Pressure Hose, Shanghai Yibei Dual Purpose Jet/Spray Nozzle 19mm, BS EN671-1, Material: MS, (Dwg No. 80801300) |  |  |  | 8080130023001 | 0323070000000 | 4.0000 | nos. |  | 1.1 Complete Assembly - HR
[8080130023001] 1"(HP) X 15m Hose Reel-Swing L-Bracket, Drum 585mm X 180mm, LG2 Double Waterway(Right), C/W MED, EN694 High Pressure Hose, Shanghai Yibei Dual Purpose Jet/Spray Nozzle 19mm, BS EN671-1, Material: MS, (Dwg No. 80801300) |  |  |  | 8080130023001 | 0323090000000 | 4.0000 | nos. |  | 1.1 Complete Assembly - HR
[8080130023001] 1"(HP) X 15m Hose Reel-Swing L-Bracket, Drum 585mm X 180mm, LG2 Double Waterway(Right), C/W MED, EN694 High Pressure Hose, Shanghai Yibei Dual Purpose Jet/Spray Nozzle 19mm, BS EN671-1, Material: MS, (Dwg No. 80801300) |  |  |  | 8080130023001 | 0311440000000 | 1.0000 | nos. |  | 1.1 Complete Assembly - HR
[8080130023001] 1"(HP) X 15m Hose Reel-Swing L-Bracket, Drum 585mm X 180mm, LG2 Double Waterway(Right), C/W MED, EN694 High Pressure Hose, Shanghai Yibei Dual Purpose Jet/Spray Nozzle 19mm, BS EN671-1, Material: MS, (Dwg No. 80801300) |  |  |  | 8080130023001 | 0300540000000 | 2.0000 | nos. |  | 1.1 Complete Assembly - HR
[8080130023001] 1"(HP) X 15m Hose Reel-Swing L-Bracket, Drum 585mm X 180mm, LG2 Double Waterway(Right), C/W MED, EN694 High Pressure Hose, Shanghai Yibei Dual Purpose Jet/Spray Nozzle 19mm, BS EN671-1, Material: MS, (Dwg No. 80801300) |  |  |  | 8080130023001 | 0310050100000 | 1.0000 | nos. |  | 1.1 Complete Assembly - HR
[8080130023001] 1"(HP) X 15m Hose Reel-Swing L-Bracket, Drum 585mm X 180mm, LG2 Double Waterway(Right), C/W MED, EN694 High Pressure Hose, Shanghai Yibei Dual Purpose Jet/Spray Nozzle 19mm, BS EN671-1, Material: MS, (Dwg No. 80801300) |  |  |  | 8080130023001 | 0310060000000 | 1.0000 | nos. |  | 1.1 Complete Assembly - HR
[8080130023001] 1"(HP) X 15m Hose Reel-Swing L-Bracket, Drum 585mm X 180mm, LG2 Double Waterway(Right), C/W MED, EN694 High Pressure Hose, Shanghai Yibei Dual Purpose Jet/Spray Nozzle 19mm, BS EN671-1, Material: MS, (Dwg No. 80801300) |  |  |  | 8080130023001 | 0321120400000 | 1.0000 | nos. |  | 1.1 Complete Assembly - HR
[8080130023001] 1"(HP) X 15m Hose Reel-Swing L-Bracket, Drum 585mm X 180mm, LG2 Double Waterway(Right), C/W MED, EN694 High Pressure Hose, Shanghai Yibei Dual Purpose Jet/Spray Nozzle 19mm, BS EN671-1, Material: MS, (Dwg No. 80801300) |  |  |  | 8080130023001 | 0300332100000 | 1.0000 | nos. |  | 1.1 Complete Assembly - HR
[8080130023001] 1"(HP) X 15m Hose Reel-Swing L-Bracket, Drum 585mm X 180mm, LG2 Double Waterway(Right), C/W MED, EN694 High Pressure Hose, Shanghai Yibei Dual Purpose Jet/Spray Nozzle 19mm, BS EN671-1, Material: MS, (Dwg No. 80801300) |  |  |  | 8080130023001 | 0303880100000 | 4.0000 | nos. |  | 1.1 Complete Assembly - HR
[8080130023001] 1"(HP) X 15m Hose Reel-Swing L-Bracket, Drum 585mm X 180mm, LG2 Double Waterway(Right), C/W MED, EN694 High Pressure Hose, Shanghai Yibei Dual Purpose Jet/Spray Nozzle 19mm, BS EN671-1, Material: MS, (Dwg No. 80801300) |  |  |  | 8080130023001 | 0320850100000 | 1.0000 | nos. |  | 1.1 Complete Assembly - HR
[8080130023001] 1"(HP) X 15m Hose Reel-Swing L-Bracket, Drum 585mm X 180mm, LG2 Double Waterway(Right), C/W MED, EN694 High Pressure Hose, Shanghai Yibei Dual Purpose Jet/Spray Nozzle 19mm, BS EN671-1, Material: MS, (Dwg No. 80801300) |  |  |  | 8080130023001 | 0322301200000 | 1.0000 | nos. |  | 1.1 Complete Assembly - HR
[8080130024001] 1"(HP) X 30m Hose Reel-Swing L-Bracket, Drum 585mm X 180mm, LG2 Double Waterway(Right), C/W MED, EN694 High Pressure Hose, C18P Jet/Spray Nozzle,Carton Box, Inlet: 1" BSP, BS EN671-1, Material: MS |  |  |  | 8080130024001 | 0322330000000 | 2.0000 | nos.
[8080130024001] 1"(HP) X 30m Hose Reel-Swing L-Bracket, Drum 585mm X 180mm, LG2 Double Waterway(Right), C/W MED, EN694 High Pressure Hose, C18P Jet/Spray Nozzle,Carton Box, Inlet: 1" BSP, BS EN671-1, Material: MS |  |  |  | 8080130024001 | 0323090000000 | 3.0000 | nos.
[8080130024001] 1"(HP) X 30m Hose Reel-Swing L-Bracket, Drum 585mm X 180mm, LG2 Double Waterway(Right), C/W MED, EN694 High Pressure Hose, C18P Jet/Spray Nozzle,Carton Box, Inlet: 1" BSP, BS EN671-1, Material: MS |  |  |  | 8080130024001 | 0310060000000 | 1.0000 | nos.
[8080130024001] 1"(HP) X 30m Hose Reel-Swing L-Bracket, Drum 585mm X 180mm, LG2 Double Waterway(Right), C/W MED, EN694 High Pressure Hose, C18P Jet/Spray Nozzle,Carton Box, Inlet: 1" BSP, BS EN671-1, Material: MS |  |  |  | 8080130024001 | 0310520000000 | 1.0000 | nos.
[8080130024001] 1"(HP) X 30m Hose Reel-Swing L-Bracket, Drum 585mm X 180mm, LG2 Double Waterway(Right), C/W MED, EN694 High Pressure Hose, C18P Jet/Spray Nozzle,Carton Box, Inlet: 1" BSP, BS EN671-1, Material: MS |  |  |  | 8080130024001 | 0312350100000 | 2.0000 | nos.
[8080130024001] 1"(HP) X 30m Hose Reel-Swing L-Bracket, Drum 585mm X 180mm, LG2 Double Waterway(Right), C/W MED, EN694 High Pressure Hose, C18P Jet/Spray Nozzle,Carton Box, Inlet: 1" BSP, BS EN671-1, Material: MS |  |  |  | 8080130024001 | 0319000000000 | 1.0000 | nos.
[8080130024001] 1"(HP) X 30m Hose Reel-Swing L-Bracket, Drum 585mm X 180mm, LG2 Double Waterway(Right), C/W MED, EN694 High Pressure Hose, C18P Jet/Spray Nozzle,Carton Box, Inlet: 1" BSP, BS EN671-1, Material: MS |  |  |  | 8080130024001 | 0321020500000 | 1.0000 | nos.
[8080130024001] 1"(HP) X 30m Hose Reel-Swing L-Bracket, Drum 585mm X 180mm, LG2 Double Waterway(Right), C/W MED, EN694 High Pressure Hose, C18P Jet/Spray Nozzle,Carton Box, Inlet: 1" BSP, BS EN671-1, Material: MS |  |  |  | 8080130024001 | 0321820000000 | 1.0000 | nos.
[8080130024001] 1"(HP) X 30m Hose Reel-Swing L-Bracket, Drum 585mm X 180mm, LG2 Double Waterway(Right), C/W MED, EN694 High Pressure Hose, C18P Jet/Spray Nozzle,Carton Box, Inlet: 1" BSP, BS EN671-1, Material: MS |  |  |  | 8080130024001 | 0300332100000 | 1.0000 | nos.
[8080130024001] 1"(HP) X 30m Hose Reel-Swing L-Bracket, Drum 585mm X 180mm, LG2 Double Waterway(Right), C/W MED, EN694 High Pressure Hose, C18P Jet/Spray Nozzle,Carton Box, Inlet: 1" BSP, BS EN671-1, Material: MS |  |  |  | 8080130024001 | 0301340000000 | 10.0000 | nos.
[8080130024001] 1"(HP) X 30m Hose Reel-Swing L-Bracket, Drum 585mm X 180mm, LG2 Double Waterway(Right), C/W MED, EN694 High Pressure Hose, C18P Jet/Spray Nozzle,Carton Box, Inlet: 1" BSP, BS EN671-1, Material: MS |  |  |  | 8080130024001 | 0307250100000 | 1.0000 | nos.
[8080130024001] 1"(HP) X 30m Hose Reel-Swing L-Bracket, Drum 585mm X 180mm, LG2 Double Waterway(Right), C/W MED, EN694 High Pressure Hose, C18P Jet/Spray Nozzle,Carton Box, Inlet: 1" BSP, BS EN671-1, Material: MS |  |  |  | 8080130024001 | 0300540000000 | 2.0000 | nos.
[8080130024001] 1"(HP) X 30m Hose Reel-Swing L-Bracket, Drum 585mm X 180mm, LG2 Double Waterway(Right), C/W MED, EN694 High Pressure Hose, C18P Jet/Spray Nozzle,Carton Box, Inlet: 1" BSP, BS EN671-1, Material: MS |  |  |  | 8080130024001 | 0310050100000 | 1.0000 | nos.
[8080130024001] 1"(HP) X 30m Hose Reel-Swing L-Bracket, Drum 585mm X 180mm, LG2 Double Waterway(Right), C/W MED, EN694 High Pressure Hose, C18P Jet/Spray Nozzle,Carton Box, Inlet: 1" BSP, BS EN671-1, Material: MS |  |  |  | 8080130024001 | 0300331400000 | 1.0000 | nos.
[8080130024001] 1"(HP) X 30m Hose Reel-Swing L-Bracket, Drum 585mm X 180mm, LG2 Double Waterway(Right), C/W MED, EN694 High Pressure Hose, C18P Jet/Spray Nozzle,Carton Box, Inlet: 1" BSP, BS EN671-1, Material: MS |  |  |  | 8080130024001 | 0311440000000 | 1.0000 | nos.
[8080130024001] 1"(HP) X 30m Hose Reel-Swing L-Bracket, Drum 585mm X 180mm, LG2 Double Waterway(Right), C/W MED, EN694 High Pressure Hose, C18P Jet/Spray Nozzle,Carton Box, Inlet: 1" BSP, BS EN671-1, Material: MS |  |  |  | 8080130024001 | 0321120400000 | 1.0000 | nos.
[8080130024001] 1"(HP) X 30m Hose Reel-Swing L-Bracket, Drum 585mm X 180mm, LG2 Double Waterway(Right), C/W MED, EN694 High Pressure Hose, C18P Jet/Spray Nozzle,Carton Box, Inlet: 1" BSP, BS EN671-1, Material: MS |  |  |  | 8080130024001 | 0320970300000 | 1.0000 | nos.
[8080130024001] 1"(HP) X 30m Hose Reel-Swing L-Bracket, Drum 585mm X 180mm, LG2 Double Waterway(Right), C/W MED, EN694 High Pressure Hose, C18P Jet/Spray Nozzle,Carton Box, Inlet: 1" BSP, BS EN671-1, Material: MS |  |  |  | 8080130024001 | 0323070000000 | 4.0000 | nos.
[8080130024001] 1"(HP) X 30m Hose Reel-Swing L-Bracket, Drum 585mm X 180mm, LG2 Double Waterway(Right), C/W MED, EN694 High Pressure Hose, C18P Jet/Spray Nozzle,Carton Box, Inlet: 1" BSP, BS EN671-1, Material: MS |  |  |  | 8080130024001 | 0303880100000 | 4.0000 | nos.
[8080130024001] 1"(HP) X 30m Hose Reel-Swing L-Bracket, Drum 585mm X 180mm, LG2 Double Waterway(Right), C/W MED, EN694 High Pressure Hose, C18P Jet/Spray Nozzle,Carton Box, Inlet: 1" BSP, BS EN671-1, Material: MS |  |  |  | 8080130024001 | 0320850100000 | 1.0000 | nos.
[8080140000000] 1"(HP) X 30m Hose Reel-Swing L-Bracket, Drum 585mm X 180mm, LG2 Double Waterway(Right), C/W LPCB, EN694 High Pressure Hose, C18 Jet/Spray Nozzle, Inlet: 1" BSP, BS EN671-1, Material: SS316, (Dwg No. 80801400) |  |  |  | 8080140000000 | 0310050300000 | 1.0000 | nos. |  | 1.1 Complete Assembly - HR
[8080140000000] 1"(HP) X 30m Hose Reel-Swing L-Bracket, Drum 585mm X 180mm, LG2 Double Waterway(Right), C/W LPCB, EN694 High Pressure Hose, C18 Jet/Spray Nozzle, Inlet: 1" BSP, BS EN671-1, Material: SS316, (Dwg No. 80801400) |  |  |  | 8080140000000 | 0318930000000 | 1.0000 | nos. |  | 1.1 Complete Assembly - HR
[8080140000000] 1"(HP) X 30m Hose Reel-Swing L-Bracket, Drum 585mm X 180mm, LG2 Double Waterway(Right), C/W LPCB, EN694 High Pressure Hose, C18 Jet/Spray Nozzle, Inlet: 1" BSP, BS EN671-1, Material: SS316, (Dwg No. 80801400) |  |  |  | 8080140000000 | 0300331400000 | 1.0000 | nos. |  | 1.1 Complete Assembly - HR
[8080140000000] 1"(HP) X 30m Hose Reel-Swing L-Bracket, Drum 585mm X 180mm, LG2 Double Waterway(Right), C/W LPCB, EN694 High Pressure Hose, C18 Jet/Spray Nozzle, Inlet: 1" BSP, BS EN671-1, Material: SS316, (Dwg No. 80801400) |  |  |  | 8080140000000 | 0302820100000 | 10.0000 | set |  | 1.1 Complete Assembly - HR
[8080140000000] 1"(HP) X 30m Hose Reel-Swing L-Bracket, Drum 585mm X 180mm, LG2 Double Waterway(Right), C/W LPCB, EN694 High Pressure Hose, C18 Jet/Spray Nozzle, Inlet: 1" BSP, BS EN671-1, Material: SS316, (Dwg No. 80801400) |  |  |  | 8080140000000 | 0300540000000 | 2.0000 | nos. |  | 1.1 Complete Assembly - HR
[8080140000000] 1"(HP) X 30m Hose Reel-Swing L-Bracket, Drum 585mm X 180mm, LG2 Double Waterway(Right), C/W LPCB, EN694 High Pressure Hose, C18 Jet/Spray Nozzle, Inlet: 1" BSP, BS EN671-1, Material: SS316, (Dwg No. 80801400) |  |  |  | 8080140000000 | 0300332100000 | 1.0000 | nos. |  | 1.1 Complete Assembly - HR
[8080140000000] 1"(HP) X 30m Hose Reel-Swing L-Bracket, Drum 585mm X 180mm, LG2 Double Waterway(Right), C/W LPCB, EN694 High Pressure Hose, C18 Jet/Spray Nozzle, Inlet: 1" BSP, BS EN671-1, Material: SS316, (Dwg No. 80801400) |  |  |  | 8080140000000 | 0307250100000 | 1.0000 | nos. |  | 1.1 Complete Assembly - HR
[8080140000000] 1"(HP) X 30m Hose Reel-Swing L-Bracket, Drum 585mm X 180mm, LG2 Double Waterway(Right), C/W LPCB, EN694 High Pressure Hose, C18 Jet/Spray Nozzle, Inlet: 1" BSP, BS EN671-1, Material: SS316, (Dwg No. 80801400) |  |  |  | 8080140000000 | 0320850500000 | 1.0000 | nos. |  | 1.1 Complete Assembly - HR
[8080140000000] 1"(HP) X 30m Hose Reel-Swing L-Bracket, Drum 585mm X 180mm, LG2 Double Waterway(Right), C/W LPCB, EN694 High Pressure Hose, C18 Jet/Spray Nozzle, Inlet: 1" BSP, BS EN671-1, Material: SS316, (Dwg No. 80801400) |  |  |  | 8080140000000 | 0323090000000 | 4.0000 | nos. |  | 1.1 Complete Assembly - HR
[8080140000000] 1"(HP) X 30m Hose Reel-Swing L-Bracket, Drum 585mm X 180mm, LG2 Double Waterway(Right), C/W LPCB, EN694 High Pressure Hose, C18 Jet/Spray Nozzle, Inlet: 1" BSP, BS EN671-1, Material: SS316, (Dwg No. 80801400) |  |  |  | 8080140000000 | 0311440000000 | 1.0000 | nos. |  | 1.1 Complete Assembly - HR
[8080140000000] 1"(HP) X 30m Hose Reel-Swing L-Bracket, Drum 585mm X 180mm, LG2 Double Waterway(Right), C/W LPCB, EN694 High Pressure Hose, C18 Jet/Spray Nozzle, Inlet: 1" BSP, BS EN671-1, Material: SS316, (Dwg No. 80801400) |  |  |  | 8080140000000 | 0320960100000 | 4.0000 | nos. |  | 1.1 Complete Assembly - HR
[8080140000000] 1"(HP) X 30m Hose Reel-Swing L-Bracket, Drum 585mm X 180mm, LG2 Double Waterway(Right), C/W LPCB, EN694 High Pressure Hose, C18 Jet/Spray Nozzle, Inlet: 1" BSP, BS EN671-1, Material: SS316, (Dwg No. 80801400) |  |  |  | 8080140000000 | 0320970300000 | 1.0000 | nos. |  | 1.1 Complete Assembly - HR
[8080140000000] 1"(HP) X 30m Hose Reel-Swing L-Bracket, Drum 585mm X 180mm, LG2 Double Waterway(Right), C/W LPCB, EN694 High Pressure Hose, C18 Jet/Spray Nozzle, Inlet: 1" BSP, BS EN671-1, Material: SS316, (Dwg No. 80801400) |  |  |  | 8080140000000 | 0321820000000 | 1.0000 | nos. |  | 1.1 Complete Assembly - HR
[8080140000000] 1"(HP) X 30m Hose Reel-Swing L-Bracket, Drum 585mm X 180mm, LG2 Double Waterway(Right), C/W LPCB, EN694 High Pressure Hose, C18 Jet/Spray Nozzle, Inlet: 1" BSP, BS EN671-1, Material: SS316, (Dwg No. 80801400) |  |  |  | 8080140000000 | 0321120900000 | 1.0000 | nos. |  | 1.1 Complete Assembly - HR
[8080140000000] 1"(HP) X 30m Hose Reel-Swing L-Bracket, Drum 585mm X 180mm, LG2 Double Waterway(Right), C/W LPCB, EN694 High Pressure Hose, C18 Jet/Spray Nozzle, Inlet: 1" BSP, BS EN671-1, Material: SS316, (Dwg No. 80801400) |  |  |  | 8080140000000 | 0310060200000 | 1.0000 | nos. |  | 1.1 Complete Assembly - HR
[8080140000000] 1"(HP) X 30m Hose Reel-Swing L-Bracket, Drum 585mm X 180mm, LG2 Double Waterway(Right), C/W LPCB, EN694 High Pressure Hose, C18 Jet/Spray Nozzle, Inlet: 1" BSP, BS EN671-1, Material: SS316, (Dwg No. 80801400) |  |  |  | 8080140000000 | 0323070000000 | 2.0000 | nos. |  | 1.1 Complete Assembly - HR
[8080140000001] 1"(HP) X 30m Hose Reel-Swing L-Bracket, Drum 585mm X 180mm, LG2 Double Waterway(Right), C/W MED, EN694 High Pressure Hose, C18 Jet/Spray Nozzle, Inlet: 1" BSP, BS EN671-1, Material: SS316, (Dwg No. 80801400) |  |  |  | 8080140000001 | 0302820100000 | 10.0000 | set |  | 1.1 Complete Assembly - HR
[8080140000001] 1"(HP) X 30m Hose Reel-Swing L-Bracket, Drum 585mm X 180mm, LG2 Double Waterway(Right), C/W MED, EN694 High Pressure Hose, C18 Jet/Spray Nozzle, Inlet: 1" BSP, BS EN671-1, Material: SS316, (Dwg No. 80801400) |  |  |  | 8080140000001 | 0321820000000 | 1.0000 | nos. |  | 1.1 Complete Assembly - HR
[8080140000001] 1"(HP) X 30m Hose Reel-Swing L-Bracket, Drum 585mm X 180mm, LG2 Double Waterway(Right), C/W MED, EN694 High Pressure Hose, C18 Jet/Spray Nozzle, Inlet: 1" BSP, BS EN671-1, Material: SS316, (Dwg No. 80801400) |  |  |  | 8080140000001 | 0307250100000 | 1.0000 | nos. |  | 1.1 Complete Assembly - HR
[8080140000001] 1"(HP) X 30m Hose Reel-Swing L-Bracket, Drum 585mm X 180mm, LG2 Double Waterway(Right), C/W MED, EN694 High Pressure Hose, C18 Jet/Spray Nozzle, Inlet: 1" BSP, BS EN671-1, Material: SS316, (Dwg No. 80801400) |  |  |  | 8080140000001 | 0310050300000 | 1.0000 | nos. |  | 1.1 Complete Assembly - HR
[8080140000001] 1"(HP) X 30m Hose Reel-Swing L-Bracket, Drum 585mm X 180mm, LG2 Double Waterway(Right), C/W MED, EN694 High Pressure Hose, C18 Jet/Spray Nozzle, Inlet: 1" BSP, BS EN671-1, Material: SS316, (Dwg No. 80801400) |  |  |  | 8080140000001 | 0320850500000 | 1.0000 | nos. |  | 1.1 Complete Assembly - HR
[8080140000001] 1"(HP) X 30m Hose Reel-Swing L-Bracket, Drum 585mm X 180mm, LG2 Double Waterway(Right), C/W MED, EN694 High Pressure Hose, C18 Jet/Spray Nozzle, Inlet: 1" BSP, BS EN671-1, Material: SS316, (Dwg No. 80801400) |  |  |  | 8080140000001 | 0310060200000 | 1.0000 | nos. |  | 1.1 Complete Assembly - HR
[8080140000001] 1"(HP) X 30m Hose Reel-Swing L-Bracket, Drum 585mm X 180mm, LG2 Double Waterway(Right), C/W MED, EN694 High Pressure Hose, C18 Jet/Spray Nozzle, Inlet: 1" BSP, BS EN671-1, Material: SS316, (Dwg No. 80801400) |  |  |  | 8080140000001 | 0320970300000 | 1.0000 | nos. |  | 1.1 Complete Assembly - HR
[8080140000001] 1"(HP) X 30m Hose Reel-Swing L-Bracket, Drum 585mm X 180mm, LG2 Double Waterway(Right), C/W MED, EN694 High Pressure Hose, C18 Jet/Spray Nozzle, Inlet: 1" BSP, BS EN671-1, Material: SS316, (Dwg No. 80801400) |  |  |  | 8080140000001 | 0320960100000 | 4.0000 | nos. |  | 1.1 Complete Assembly - HR
[8080140000001] 1"(HP) X 30m Hose Reel-Swing L-Bracket, Drum 585mm X 180mm, LG2 Double Waterway(Right), C/W MED, EN694 High Pressure Hose, C18 Jet/Spray Nozzle, Inlet: 1" BSP, BS EN671-1, Material: SS316, (Dwg No. 80801400) |  |  |  | 8080140000001 | 0300332100000 | 1.0000 | nos. |  | 1.1 Complete Assembly - HR
[8080140000001] 1"(HP) X 30m Hose Reel-Swing L-Bracket, Drum 585mm X 180mm, LG2 Double Waterway(Right), C/W MED, EN694 High Pressure Hose, C18 Jet/Spray Nozzle, Inlet: 1" BSP, BS EN671-1, Material: SS316, (Dwg No. 80801400) |  |  |  | 8080140000001 | 0300331400000 | 1.0000 | nos. |  | 1.1 Complete Assembly - HR
[8080140000001] 1"(HP) X 30m Hose Reel-Swing L-Bracket, Drum 585mm X 180mm, LG2 Double Waterway(Right), C/W MED, EN694 High Pressure Hose, C18 Jet/Spray Nozzle, Inlet: 1" BSP, BS EN671-1, Material: SS316, (Dwg No. 80801400) |  |  |  | 8080140000001 | 0311440000000 | 1.0000 | nos. |  | 1.1 Complete Assembly - HR
[8080140000001] 1"(HP) X 30m Hose Reel-Swing L-Bracket, Drum 585mm X 180mm, LG2 Double Waterway(Right), C/W MED, EN694 High Pressure Hose, C18 Jet/Spray Nozzle, Inlet: 1" BSP, BS EN671-1, Material: SS316, (Dwg No. 80801400) |  |  |  | 8080140000001 | 0321120900000 | 1.0000 | nos. |  | 1.1 Complete Assembly - HR
[8080140000001] 1"(HP) X 30m Hose Reel-Swing L-Bracket, Drum 585mm X 180mm, LG2 Double Waterway(Right), C/W MED, EN694 High Pressure Hose, C18 Jet/Spray Nozzle, Inlet: 1" BSP, BS EN671-1, Material: SS316, (Dwg No. 80801400) |  |  |  | 8080140000001 | 0323090000000 | 4.0000 | nos. |  | 1.1 Complete Assembly - HR
[8080140000001] 1"(HP) X 30m Hose Reel-Swing L-Bracket, Drum 585mm X 180mm, LG2 Double Waterway(Right), C/W MED, EN694 High Pressure Hose, C18 Jet/Spray Nozzle, Inlet: 1" BSP, BS EN671-1, Material: SS316, (Dwg No. 80801400) |  |  |  | 8080140000001 | 0323070000000 | 2.0000 | nos. |  | 1.1 Complete Assembly - HR
[8080140000001] 1"(HP) X 30m Hose Reel-Swing L-Bracket, Drum 585mm X 180mm, LG2 Double Waterway(Right), C/W MED, EN694 High Pressure Hose, C18 Jet/Spray Nozzle, Inlet: 1" BSP, BS EN671-1, Material: SS316, (Dwg No. 80801400) |  |  |  | 8080140000001 | 0300540000000 | 2.0000 | nos. |  | 1.1 Complete Assembly - HR
[8080140000001] 1"(HP) X 30m Hose Reel-Swing L-Bracket, Drum 585mm X 180mm, LG2 Double Waterway(Right), C/W MED, EN694 High Pressure Hose, C18 Jet/Spray Nozzle, Inlet: 1" BSP, BS EN671-1, Material: SS316, (Dwg No. 80801400) |  |  |  | 8080140000001 | 0318930000000 | 1.0000 | nos. |  | 1.1 Complete Assembly - HR
[8080140023001] 1"(HP) X 30m Hose Reel-Swing L-Bracket, Drum 585mm X 180mm, LG2 Double Waterway(Right), C/W MED, EN694 High Pressure Hose, C18 Jet/Spray Nozzle, Inlet: 1" NST(F), BS EN671-1, Material: SS316, |  |  |  | 8080140023001 | 0307250100000 | 1.0000 | nos. |  | 1.1 Complete Assembly - HR
[8080140023001] 1"(HP) X 30m Hose Reel-Swing L-Bracket, Drum 585mm X 180mm, LG2 Double Waterway(Right), C/W MED, EN694 High Pressure Hose, C18 Jet/Spray Nozzle, Inlet: 1" NST(F), BS EN671-1, Material: SS316, |  |  |  | 8080140023001 | 0320960100000 | 4.0000 | nos. |  | 1.1 Complete Assembly - HR
[8080140023001] 1"(HP) X 30m Hose Reel-Swing L-Bracket, Drum 585mm X 180mm, LG2 Double Waterway(Right), C/W MED, EN694 High Pressure Hose, C18 Jet/Spray Nozzle, Inlet: 1" NST(F), BS EN671-1, Material: SS316, |  |  |  | 8080140023001 | 0310060200000 | 1.0000 | nos. |  | 1.1 Complete Assembly - HR
[8080140023001] 1"(HP) X 30m Hose Reel-Swing L-Bracket, Drum 585mm X 180mm, LG2 Double Waterway(Right), C/W MED, EN694 High Pressure Hose, C18 Jet/Spray Nozzle, Inlet: 1" NST(F), BS EN671-1, Material: SS316, |  |  |  | 8080140023001 | 0320850500000 | 1.0000 | nos. |  | 1.1 Complete Assembly - HR
[8080140023001] 1"(HP) X 30m Hose Reel-Swing L-Bracket, Drum 585mm X 180mm, LG2 Double Waterway(Right), C/W MED, EN694 High Pressure Hose, C18 Jet/Spray Nozzle, Inlet: 1" NST(F), BS EN671-1, Material: SS316, |  |  |  | 8080140023001 | 0323070000000 | 3.0000 | nos. |  | 1.1 Complete Assembly - HR
[8080140023001] 1"(HP) X 30m Hose Reel-Swing L-Bracket, Drum 585mm X 180mm, LG2 Double Waterway(Right), C/W MED, EN694 High Pressure Hose, C18 Jet/Spray Nozzle, Inlet: 1" NST(F), BS EN671-1, Material: SS316, |  |  |  | 8080140023001 | 0318930000000 | 1.0000 | nos. |  | 1.1 Complete Assembly - HR
[8080140023001] 1"(HP) X 30m Hose Reel-Swing L-Bracket, Drum 585mm X 180mm, LG2 Double Waterway(Right), C/W MED, EN694 High Pressure Hose, C18 Jet/Spray Nozzle, Inlet: 1" NST(F), BS EN671-1, Material: SS316, |  |  |  | 8080140023001 | 0311440000000 | 1.0000 | nos. |  | 1.1 Complete Assembly - HR
[8080140023001] 1"(HP) X 30m Hose Reel-Swing L-Bracket, Drum 585mm X 180mm, LG2 Double Waterway(Right), C/W MED, EN694 High Pressure Hose, C18 Jet/Spray Nozzle, Inlet: 1" NST(F), BS EN671-1, Material: SS316, |  |  |  | 8080140023001 | 0320970300000 | 1.0000 | nos. |  | 1.1 Complete Assembly - HR
[8080140023001] 1"(HP) X 30m Hose Reel-Swing L-Bracket, Drum 585mm X 180mm, LG2 Double Waterway(Right), C/W MED, EN694 High Pressure Hose, C18 Jet/Spray Nozzle, Inlet: 1" NST(F), BS EN671-1, Material: SS316, |  |  |  | 8080140023001 | 0300331400000 | 1.0000 | nos. |  | 1.1 Complete Assembly - HR
[8080140023001] 1"(HP) X 30m Hose Reel-Swing L-Bracket, Drum 585mm X 180mm, LG2 Double Waterway(Right), C/W MED, EN694 High Pressure Hose, C18 Jet/Spray Nozzle, Inlet: 1" NST(F), BS EN671-1, Material: SS316, |  |  |  | 8080140023001 | 0300332100000 | 1.0000 | nos. |  | 1.1 Complete Assembly - HR
[8080140023001] 1"(HP) X 30m Hose Reel-Swing L-Bracket, Drum 585mm X 180mm, LG2 Double Waterway(Right), C/W MED, EN694 High Pressure Hose, C18 Jet/Spray Nozzle, Inlet: 1" NST(F), BS EN671-1, Material: SS316, |  |  |  | 8080140023001 | 0321120900000 | 1.0000 | nos. |  | 1.1 Complete Assembly - HR
[8080140023001] 1"(HP) X 30m Hose Reel-Swing L-Bracket, Drum 585mm X 180mm, LG2 Double Waterway(Right), C/W MED, EN694 High Pressure Hose, C18 Jet/Spray Nozzle, Inlet: 1" NST(F), BS EN671-1, Material: SS316, |  |  |  | 8080140023001 | 0300540000000 | 2.0000 | nos. |  | 1.1 Complete Assembly - HR
[8080140023001] 1"(HP) X 30m Hose Reel-Swing L-Bracket, Drum 585mm X 180mm, LG2 Double Waterway(Right), C/W MED, EN694 High Pressure Hose, C18 Jet/Spray Nozzle, Inlet: 1" NST(F), BS EN671-1, Material: SS316, |  |  |  | 8080140023001 | 0323090000000 | 3.0000 | nos. |  | 1.1 Complete Assembly - HR
[8080140023001] 1"(HP) X 30m Hose Reel-Swing L-Bracket, Drum 585mm X 180mm, LG2 Double Waterway(Right), C/W MED, EN694 High Pressure Hose, C18 Jet/Spray Nozzle, Inlet: 1" NST(F), BS EN671-1, Material: SS316, |  |  |  | 8080140023001 | 0321820000000 | 1.0000 | nos. |  | 1.1 Complete Assembly - HR
[8080140023001] 1"(HP) X 30m Hose Reel-Swing L-Bracket, Drum 585mm X 180mm, LG2 Double Waterway(Right), C/W MED, EN694 High Pressure Hose, C18 Jet/Spray Nozzle, Inlet: 1" NST(F), BS EN671-1, Material: SS316, |  |  |  | 8080140023001 | 0310050300000 | 1.0000 | nos. |  | 1.1 Complete Assembly - HR
[8080140023001] 1"(HP) X 30m Hose Reel-Swing L-Bracket, Drum 585mm X 180mm, LG2 Double Waterway(Right), C/W MED, EN694 High Pressure Hose, C18 Jet/Spray Nozzle, Inlet: 1" NST(F), BS EN671-1, Material: SS316, |  |  |  | 8080140023001 | 0302820100000 | 10.0000 | set |  | 1.1 Complete Assembly - HR
[8080140023001] 1"(HP) X 30m Hose Reel-Swing L-Bracket, Drum 585mm X 180mm, LG2 Double Waterway(Right), C/W MED, EN694 High Pressure Hose, C18 Jet/Spray Nozzle, Inlet: 1" NST(F), BS EN671-1, Material: SS316, |  |  |  | 8080140023001 | 0320940400000 | 1.0000 | nos. |  | 1.1 Complete Assembly - HR
[8080140024001] 1"(HP) X 25m Hose Reel-Swing L-Bracket, Drum 585mm X 180mm, LG2 Double Waterway(Right), C/W MED, EN694 High Pressure Hose, C18 Jet/Spray Nozzle, Inlet: 1" BSP, BS EN671-1, Material: SS316, Carton Box (Dwg No. 80801400) |  |  |  | 8080140024001 | 0320960100000 | 4.0000 | nos. |  | 1.1 Complete Assembly - HR
[8080140024001] 1"(HP) X 25m Hose Reel-Swing L-Bracket, Drum 585mm X 180mm, LG2 Double Waterway(Right), C/W MED, EN694 High Pressure Hose, C18 Jet/Spray Nozzle, Inlet: 1" BSP, BS EN671-1, Material: SS316, Carton Box (Dwg No. 80801400) |  |  |  | 8080140024001 | 0318930000000 | 1.0000 | nos. |  | 1.1 Complete Assembly - HR
[8080140024001] 1"(HP) X 25m Hose Reel-Swing L-Bracket, Drum 585mm X 180mm, LG2 Double Waterway(Right), C/W MED, EN694 High Pressure Hose, C18 Jet/Spray Nozzle, Inlet: 1" BSP, BS EN671-1, Material: SS316, Carton Box (Dwg No. 80801400) |  |  |  | 8080140024001 | 0320850500000 | 1.0000 | nos. |  | 1.1 Complete Assembly - HR
[8080140024001] 1"(HP) X 25m Hose Reel-Swing L-Bracket, Drum 585mm X 180mm, LG2 Double Waterway(Right), C/W MED, EN694 High Pressure Hose, C18 Jet/Spray Nozzle, Inlet: 1" BSP, BS EN671-1, Material: SS316, Carton Box (Dwg No. 80801400) |  |  |  | 8080140024001 | 0323070000000 | 2.0000 | nos. |  | 1.1 Complete Assembly - HR
[8080140024001] 1"(HP) X 25m Hose Reel-Swing L-Bracket, Drum 585mm X 180mm, LG2 Double Waterway(Right), C/W MED, EN694 High Pressure Hose, C18 Jet/Spray Nozzle, Inlet: 1" BSP, BS EN671-1, Material: SS316, Carton Box (Dwg No. 80801400) |  |  |  | 8080140024001 | 0323090000000 | 4.0000 | nos. |  | 1.1 Complete Assembly - HR
[8080140024001] 1"(HP) X 25m Hose Reel-Swing L-Bracket, Drum 585mm X 180mm, LG2 Double Waterway(Right), C/W MED, EN694 High Pressure Hose, C18 Jet/Spray Nozzle, Inlet: 1" BSP, BS EN671-1, Material: SS316, Carton Box (Dwg No. 80801400) |  |  |  | 8080140024001 | 0310060200000 | 1.0000 | nos. |  | 1.1 Complete Assembly - HR
[8080140024001] 1"(HP) X 25m Hose Reel-Swing L-Bracket, Drum 585mm X 180mm, LG2 Double Waterway(Right), C/W MED, EN694 High Pressure Hose, C18 Jet/Spray Nozzle, Inlet: 1" BSP, BS EN671-1, Material: SS316, Carton Box (Dwg No. 80801400) |  |  |  | 8080140024001 | 0303090100000 | 10.0000 | nos. |  | 1.1 Complete Assembly - HR
[8080140024001] 1"(HP) X 25m Hose Reel-Swing L-Bracket, Drum 585mm X 180mm, LG2 Double Waterway(Right), C/W MED, EN694 High Pressure Hose, C18 Jet/Spray Nozzle, Inlet: 1" BSP, BS EN671-1, Material: SS316, Carton Box (Dwg No. 80801400) |  |  |  | 8080140024001 | 0307250100000 | 1.0000 | nos. |  | 1.1 Complete Assembly - HR
[8080140024001] 1"(HP) X 25m Hose Reel-Swing L-Bracket, Drum 585mm X 180mm, LG2 Double Waterway(Right), C/W MED, EN694 High Pressure Hose, C18 Jet/Spray Nozzle, Inlet: 1" BSP, BS EN671-1, Material: SS316, Carton Box (Dwg No. 80801400) |  |  |  | 8080140024001 | 0310050300000 | 1.0000 | nos. |  | 1.1 Complete Assembly - HR
[8080140024001] 1"(HP) X 25m Hose Reel-Swing L-Bracket, Drum 585mm X 180mm, LG2 Double Waterway(Right), C/W MED, EN694 High Pressure Hose, C18 Jet/Spray Nozzle, Inlet: 1" BSP, BS EN671-1, Material: SS316, Carton Box (Dwg No. 80801400) |  |  |  | 8080140024001 | 0302820100000 | 10.0000 | set |  | 1.1 Complete Assembly - HR
[8080140024001] 1"(HP) X 25m Hose Reel-Swing L-Bracket, Drum 585mm X 180mm, LG2 Double Waterway(Right), C/W MED, EN694 High Pressure Hose, C18 Jet/Spray Nozzle, Inlet: 1" BSP, BS EN671-1, Material: SS316, Carton Box (Dwg No. 80801400) |  |  |  | 8080140024001 | 0311440000000 | 1.0000 | nos. |  | 1.1 Complete Assembly - HR
[8080140024001] 1"(HP) X 25m Hose Reel-Swing L-Bracket, Drum 585mm X 180mm, LG2 Double Waterway(Right), C/W MED, EN694 High Pressure Hose, C18 Jet/Spray Nozzle, Inlet: 1" BSP, BS EN671-1, Material: SS316, Carton Box (Dwg No. 80801400) |  |  |  | 8080140024001 | 0320970300000 | 1.0000 | nos. |  | 1.1 Complete Assembly - HR
[8080140024001] 1"(HP) X 25m Hose Reel-Swing L-Bracket, Drum 585mm X 180mm, LG2 Double Waterway(Right), C/W MED, EN694 High Pressure Hose, C18 Jet/Spray Nozzle, Inlet: 1" BSP, BS EN671-1, Material: SS316, Carton Box (Dwg No. 80801400) |  |  |  | 8080140024001 | 0321820000000 | 1.0000 | nos. |  | 1.1 Complete Assembly - HR
[8080140024001] 1"(HP) X 25m Hose Reel-Swing L-Bracket, Drum 585mm X 180mm, LG2 Double Waterway(Right), C/W MED, EN694 High Pressure Hose, C18 Jet/Spray Nozzle, Inlet: 1" BSP, BS EN671-1, Material: SS316, Carton Box (Dwg No. 80801400) |  |  |  | 8080140024001 | 0300331424001 | 1.0000 | nos. |  | 1.1 Complete Assembly - HR
[8080140024001] 1"(HP) X 25m Hose Reel-Swing L-Bracket, Drum 585mm X 180mm, LG2 Double Waterway(Right), C/W MED, EN694 High Pressure Hose, C18 Jet/Spray Nozzle, Inlet: 1" BSP, BS EN671-1, Material: SS316, Carton Box (Dwg No. 80801400) |  |  |  | 8080140024001 | 0300332100000 | 1.0000 | nos. |  | 1.1 Complete Assembly - HR
[8080140024001] 1"(HP) X 25m Hose Reel-Swing L-Bracket, Drum 585mm X 180mm, LG2 Double Waterway(Right), C/W MED, EN694 High Pressure Hose, C18 Jet/Spray Nozzle, Inlet: 1" BSP, BS EN671-1, Material: SS316, Carton Box (Dwg No. 80801400) |  |  |  | 8080140024001 | 0300540000000 | 2.0000 | nos. |  | 1.1 Complete Assembly - HR
[8080140024001] 1"(HP) X 25m Hose Reel-Swing L-Bracket, Drum 585mm X 180mm, LG2 Double Waterway(Right), C/W MED, EN694 High Pressure Hose, C18 Jet/Spray Nozzle, Inlet: 1" BSP, BS EN671-1, Material: SS316, Carton Box (Dwg No. 80801400) |  |  |  | 8080140024001 | 0310520000000 | 1.0000 | nos. |  | 1.1 Complete Assembly - HR
[8080140024001] 1"(HP) X 25m Hose Reel-Swing L-Bracket, Drum 585mm X 180mm, LG2 Double Waterway(Right), C/W MED, EN694 High Pressure Hose, C18 Jet/Spray Nozzle, Inlet: 1" BSP, BS EN671-1, Material: SS316, Carton Box (Dwg No. 80801400) |  |  |  | 8080140024001 | 0321120900000 | 1.0000 | nos. |  | 1.1 Complete Assembly - HR
[8080140100000] 1"(HP) X 30m Hose Reel-Swing L-Bracket, Drum 585mm X 180mm, Titatnium Double Waterway(Right), C/W LPCB, EN694 High Pressure Hose, C18 Jet/Spray Nozzle, Inlet: 1" BSP, BS EN671-1, Material: SS316, (Dwg No. 80801701) |  |  |  | 8080140100000 | 0318930000000 | 1.0000 | nos. |  | 1.1 Complete Assembly - HR
[8080140100000] 1"(HP) X 30m Hose Reel-Swing L-Bracket, Drum 585mm X 180mm, Titatnium Double Waterway(Right), C/W LPCB, EN694 High Pressure Hose, C18 Jet/Spray Nozzle, Inlet: 1" BSP, BS EN671-1, Material: SS316, (Dwg No. 80801701) |  |  |  | 8080140100000 | 0307250100000 | 1.0000 | nos. |  | 1.1 Complete Assembly - HR
[8080140100000] 1"(HP) X 30m Hose Reel-Swing L-Bracket, Drum 585mm X 180mm, Titatnium Double Waterway(Right), C/W LPCB, EN694 High Pressure Hose, C18 Jet/Spray Nozzle, Inlet: 1" BSP, BS EN671-1, Material: SS316, (Dwg No. 80801701) |  |  |  | 8080140100000 | 0321120900000 | 1.0000 | nos. |  | 1.1 Complete Assembly - HR
[8080140100000] 1"(HP) X 30m Hose Reel-Swing L-Bracket, Drum 585mm X 180mm, Titatnium Double Waterway(Right), C/W LPCB, EN694 High Pressure Hose, C18 Jet/Spray Nozzle, Inlet: 1" BSP, BS EN671-1, Material: SS316, (Dwg No. 80801701) |  |  |  | 8080140100000 | 0310050300000 | 1.0000 | nos. |  | 1.1 Complete Assembly - HR
[8080140100000] 1"(HP) X 30m Hose Reel-Swing L-Bracket, Drum 585mm X 180mm, Titatnium Double Waterway(Right), C/W LPCB, EN694 High Pressure Hose, C18 Jet/Spray Nozzle, Inlet: 1" BSP, BS EN671-1, Material: SS316, (Dwg No. 80801701) |  |  |  | 8080140100000 | 0300332100000 | 1.0000 | nos. |  | 1.1 Complete Assembly - HR
[8080140100000] 1"(HP) X 30m Hose Reel-Swing L-Bracket, Drum 585mm X 180mm, Titatnium Double Waterway(Right), C/W LPCB, EN694 High Pressure Hose, C18 Jet/Spray Nozzle, Inlet: 1" BSP, BS EN671-1, Material: SS316, (Dwg No. 80801701) |  |  |  | 8080140100000 | 0320850500000 | 1.0000 | nos. |  | 1.1 Complete Assembly - HR
[8080140100000] 1"(HP) X 30m Hose Reel-Swing L-Bracket, Drum 585mm X 180mm, Titatnium Double Waterway(Right), C/W LPCB, EN694 High Pressure Hose, C18 Jet/Spray Nozzle, Inlet: 1" BSP, BS EN671-1, Material: SS316, (Dwg No. 80801701) |  |  |  | 8080140100000 | 0320960100000 | 4.0000 | nos. |  | 1.1 Complete Assembly - HR
[8080140100000] 1"(HP) X 30m Hose Reel-Swing L-Bracket, Drum 585mm X 180mm, Titatnium Double Waterway(Right), C/W LPCB, EN694 High Pressure Hose, C18 Jet/Spray Nozzle, Inlet: 1" BSP, BS EN671-1, Material: SS316, (Dwg No. 80801701) |  |  |  | 8080140100000 | 0300540000000 | 2.0000 | nos. |  | 1.1 Complete Assembly - HR
[8080140100000] 1"(HP) X 30m Hose Reel-Swing L-Bracket, Drum 585mm X 180mm, Titatnium Double Waterway(Right), C/W LPCB, EN694 High Pressure Hose, C18 Jet/Spray Nozzle, Inlet: 1" BSP, BS EN671-1, Material: SS316, (Dwg No. 80801701) |  |  |  | 8080140100000 | 0323090000000 | 4.0000 | nos. |  | 1.1 Complete Assembly - HR
[8080140100000] 1"(HP) X 30m Hose Reel-Swing L-Bracket, Drum 585mm X 180mm, Titatnium Double Waterway(Right), C/W LPCB, EN694 High Pressure Hose, C18 Jet/Spray Nozzle, Inlet: 1" BSP, BS EN671-1, Material: SS316, (Dwg No. 80801701) |  |  |  | 8080140100000 | 0321820000000 | 1.0000 | nos. |  | 1.1 Complete Assembly - HR
[8080140100000] 1"(HP) X 30m Hose Reel-Swing L-Bracket, Drum 585mm X 180mm, Titatnium Double Waterway(Right), C/W LPCB, EN694 High Pressure Hose, C18 Jet/Spray Nozzle, Inlet: 1" BSP, BS EN671-1, Material: SS316, (Dwg No. 80801701) |  |  |  | 8080140100000 | 0302820100000 | 10.0000 | set |  | 1.1 Complete Assembly - HR
[8080140100000] 1"(HP) X 30m Hose Reel-Swing L-Bracket, Drum 585mm X 180mm, Titatnium Double Waterway(Right), C/W LPCB, EN694 High Pressure Hose, C18 Jet/Spray Nozzle, Inlet: 1" BSP, BS EN671-1, Material: SS316, (Dwg No. 80801701) |  |  |  | 8080140100000 | 0300331400000 | 1.0000 | nos. |  | 1.1 Complete Assembly - HR
[8080140100000] 1"(HP) X 30m Hose Reel-Swing L-Bracket, Drum 585mm X 180mm, Titatnium Double Waterway(Right), C/W LPCB, EN694 High Pressure Hose, C18 Jet/Spray Nozzle, Inlet: 1" BSP, BS EN671-1, Material: SS316, (Dwg No. 80801701) |  |  |  | 8080140100000 | 0320970200000 | 1.0000 | nos. |  | 1.1 Complete Assembly - HR
[8080140100000] 1"(HP) X 30m Hose Reel-Swing L-Bracket, Drum 585mm X 180mm, Titatnium Double Waterway(Right), C/W LPCB, EN694 High Pressure Hose, C18 Jet/Spray Nozzle, Inlet: 1" BSP, BS EN671-1, Material: SS316, (Dwg No. 80801701) |  |  |  | 8080140100000 | 0310060200000 | 1.0000 | nos. |  | 1.1 Complete Assembly - HR
[8080140100000] 1"(HP) X 30m Hose Reel-Swing L-Bracket, Drum 585mm X 180mm, Titatnium Double Waterway(Right), C/W LPCB, EN694 High Pressure Hose, C18 Jet/Spray Nozzle, Inlet: 1" BSP, BS EN671-1, Material: SS316, (Dwg No. 80801701) |  |  |  | 8080140100000 | 0311440000000 | 1.0000 | nos. |  | 1.1 Complete Assembly - HR
[8080140100000] 1"(HP) X 30m Hose Reel-Swing L-Bracket, Drum 585mm X 180mm, Titatnium Double Waterway(Right), C/W LPCB, EN694 High Pressure Hose, C18 Jet/Spray Nozzle, Inlet: 1" BSP, BS EN671-1, Material: SS316, (Dwg No. 80801701) |  |  |  | 8080140100000 | 0323070100000 | 4.0000 | nos. |  | 1.1 Complete Assembly - HR
[8080150000000] 1-1/4"(HP) X 30m Hose Reel-Swing L-Bracket, Drum 650mm X 230mm, LG2 Double Waterway(Right), C/W LPCB, EN694 High Pressure Hose, C18P Jet/Spray Nozzle, Inlet: 1-1/4" BSP, BS EN671-1, Material: MS, (Dwg No. 80801500) |  |  |  | 8080150000000 | 0318310300000 | 1.0000 | nos. |  | 1.1 Complete Assembly - HR
[8080150000000] 1-1/4"(HP) X 30m Hose Reel-Swing L-Bracket, Drum 650mm X 230mm, LG2 Double Waterway(Right), C/W LPCB, EN694 High Pressure Hose, C18P Jet/Spray Nozzle, Inlet: 1-1/4" BSP, BS EN671-1, Material: MS, (Dwg No. 80801500) |  |  |  | 8080150000000 | 0320880100000 | 1.0000 | nos. |  | 1.1 Complete Assembly - HR
[8080150000000] 1-1/4"(HP) X 30m Hose Reel-Swing L-Bracket, Drum 650mm X 230mm, LG2 Double Waterway(Right), C/W LPCB, EN694 High Pressure Hose, C18P Jet/Spray Nozzle, Inlet: 1-1/4" BSP, BS EN671-1, Material: MS, (Dwg No. 80801500) |  |  |  | 8080150000000 | 0321170000000 | 1.0000 | nos. |  | 1.1 Complete Assembly - HR
[8080150000000] 1-1/4"(HP) X 30m Hose Reel-Swing L-Bracket, Drum 650mm X 230mm, LG2 Double Waterway(Right), C/W LPCB, EN694 High Pressure Hose, C18P Jet/Spray Nozzle, Inlet: 1-1/4" BSP, BS EN671-1, Material: MS, (Dwg No. 80801500) |  |  |  | 8080150000000 | 0314530100000 | 1.0000 | nos. |  | 1.1 Complete Assembly - HR
[8080150000000] 1-1/4"(HP) X 30m Hose Reel-Swing L-Bracket, Drum 650mm X 230mm, LG2 Double Waterway(Right), C/W LPCB, EN694 High Pressure Hose, C18P Jet/Spray Nozzle, Inlet: 1-1/4" BSP, BS EN671-1, Material: MS, (Dwg No. 80801500) |  |  |  | 8080150000000 | 0320970300000 | 1.0000 | nos. |  | 1.1 Complete Assembly - HR
[8080150000000] 1-1/4"(HP) X 30m Hose Reel-Swing L-Bracket, Drum 650mm X 230mm, LG2 Double Waterway(Right), C/W LPCB, EN694 High Pressure Hose, C18P Jet/Spray Nozzle, Inlet: 1-1/4" BSP, BS EN671-1, Material: MS, (Dwg No. 80801500) |  |  |  | 8080150000000 | 0307250100000 | 1.0000 | nos. |  | 1.1 Complete Assembly - HR
[8080150000000] 1-1/4"(HP) X 30m Hose Reel-Swing L-Bracket, Drum 650mm X 230mm, LG2 Double Waterway(Right), C/W LPCB, EN694 High Pressure Hose, C18P Jet/Spray Nozzle, Inlet: 1-1/4" BSP, BS EN671-1, Material: MS, (Dwg No. 80801500) |  |  |  | 8080150000000 | 0319000000000 | 1.0000 | nos. |  | 1.1 Complete Assembly - HR
[8080150000000] 1-1/4"(HP) X 30m Hose Reel-Swing L-Bracket, Drum 650mm X 230mm, LG2 Double Waterway(Right), C/W LPCB, EN694 High Pressure Hose, C18P Jet/Spray Nozzle, Inlet: 1-1/4" BSP, BS EN671-1, Material: MS, (Dwg No. 80801500) |  |  |  | 8080150000000 | 0323130000000 | 3.0000 | nos. |  | 1.1 Complete Assembly - HR
[8080150000000] 1-1/4"(HP) X 30m Hose Reel-Swing L-Bracket, Drum 650mm X 230mm, LG2 Double Waterway(Right), C/W LPCB, EN694 High Pressure Hose, C18P Jet/Spray Nozzle, Inlet: 1-1/4" BSP, BS EN671-1, Material: MS, (Dwg No. 80801500) |  |  |  | 8080150000000 | 0323751200000 | 3.0000 | nos. |  | 1.1 Complete Assembly - HR
[8080150000000] 1-1/4"(HP) X 30m Hose Reel-Swing L-Bracket, Drum 650mm X 230mm, LG2 Double Waterway(Right), C/W LPCB, EN694 High Pressure Hose, C18P Jet/Spray Nozzle, Inlet: 1-1/4" BSP, BS EN671-1, Material: MS, (Dwg No. 80801500) |  |  |  | 8080150000000 | 0321020500000 | 1.0000 | nos. |  | 1.1 Complete Assembly - HR
[8080150000000] 1-1/4"(HP) X 30m Hose Reel-Swing L-Bracket, Drum 650mm X 230mm, LG2 Double Waterway(Right), C/W LPCB, EN694 High Pressure Hose, C18P Jet/Spray Nozzle, Inlet: 1-1/4" BSP, BS EN671-1, Material: MS, (Dwg No. 80801500) |  |  |  | 8080150000000 | 0301340000000 | 12.0000 | nos. |  | 1.1 Complete Assembly - HR
[8080150000000] 1-1/4"(HP) X 30m Hose Reel-Swing L-Bracket, Drum 650mm X 230mm, LG2 Double Waterway(Right), C/W LPCB, EN694 High Pressure Hose, C18P Jet/Spray Nozzle, Inlet: 1-1/4" BSP, BS EN671-1, Material: MS, (Dwg No. 80801500) |  |  |  | 8080150000000 | 0311440000000 | 1.0000 | nos. |  | 1.1 Complete Assembly - HR
[8080150000000] 1-1/4"(HP) X 30m Hose Reel-Swing L-Bracket, Drum 650mm X 230mm, LG2 Double Waterway(Right), C/W LPCB, EN694 High Pressure Hose, C18P Jet/Spray Nozzle, Inlet: 1-1/4" BSP, BS EN671-1, Material: MS, (Dwg No. 80801500) |  |  |  | 8080150000000 | 0300540000000 | 2.0000 | nos. |  | 1.1 Complete Assembly - HR
[8080150000000] 1-1/4"(HP) X 30m Hose Reel-Swing L-Bracket, Drum 650mm X 230mm, LG2 Double Waterway(Right), C/W LPCB, EN694 High Pressure Hose, C18P Jet/Spray Nozzle, Inlet: 1-1/4" BSP, BS EN671-1, Material: MS, (Dwg No. 80801500) |  |  |  | 8080150000000 | 0314530200000 | 1.0000 | nos. |  | 1.1 Complete Assembly - HR
[8080150000000] 1-1/4"(HP) X 30m Hose Reel-Swing L-Bracket, Drum 650mm X 230mm, LG2 Double Waterway(Right), C/W LPCB, EN694 High Pressure Hose, C18P Jet/Spray Nozzle, Inlet: 1-1/4" BSP, BS EN671-1, Material: MS, (Dwg No. 80801500) |  |  |  | 8080150000000 | 0321030000000 | 4.0000 | nos. |  | 1.1 Complete Assembly - HR
[8080150000000] 1-1/4"(HP) X 30m Hose Reel-Swing L-Bracket, Drum 650mm X 230mm, LG2 Double Waterway(Right), C/W LPCB, EN694 High Pressure Hose, C18P Jet/Spray Nozzle, Inlet: 1-1/4" BSP, BS EN671-1, Material: MS, (Dwg No. 80801500) |  |  |  | 8080150000000 | 0321840000000 | 1.0000 | nos. |  | 1.1 Complete Assembly - HR
[8080150000000] 1-1/4"(HP) X 30m Hose Reel-Swing L-Bracket, Drum 650mm X 230mm, LG2 Double Waterway(Right), C/W LPCB, EN694 High Pressure Hose, C18P Jet/Spray Nozzle, Inlet: 1-1/4" BSP, BS EN671-1, Material: MS, (Dwg No. 80801500) |  |  |  | 8080150000000 | 0321040200000 | 2.0000 | nos. |  | 1.1 Complete Assembly - HR
[8080150000000] 1-1/4"(HP) X 30m Hose Reel-Swing L-Bracket, Drum 650mm X 230mm, LG2 Double Waterway(Right), C/W LPCB, EN694 High Pressure Hose, C18P Jet/Spray Nozzle, Inlet: 1-1/4" BSP, BS EN671-1, Material: MS, (Dwg No. 80801500) |  |  |  | 8080150000000 | 0321160000000 | 1.0000 | nos. |  | 1.1 Complete Assembly - HR
[8080150000000] 1-1/4"(HP) X 30m Hose Reel-Swing L-Bracket, Drum 650mm X 230mm, LG2 Double Waterway(Right), C/W LPCB, EN694 High Pressure Hose, C18P Jet/Spray Nozzle, Inlet: 1-1/4" BSP, BS EN671-1, Material: MS, (Dwg No. 80801500) |  |  |  | 8080150000000 | 0321140000000 | 1.0000 | nos. |  | 1.1 Complete Assembly - HR
[8080150000001] 1-1/4"(HP) X 30m Hose Reel-Swing L-Bracket, Drum 650mm X 230mm, LG2 Double Waterway(Right), C/W MED, EN694 High Pressure Hose, C18P Jet/Spray Nozzle, Inlet: 1-1/4" BSP, BS EN671-1, Material: MS, (Dwg No. 80801500) |  |  |  | 8080150000001 | 0301340000000 | 12.0000 | nos. |  | 1.1 Complete Assembly - HR
[8080150000001] 1-1/4"(HP) X 30m Hose Reel-Swing L-Bracket, Drum 650mm X 230mm, LG2 Double Waterway(Right), C/W MED, EN694 High Pressure Hose, C18P Jet/Spray Nozzle, Inlet: 1-1/4" BSP, BS EN671-1, Material: MS, (Dwg No. 80801500) |  |  |  | 8080150000001 | 0321170000000 | 1.0000 | nos. |  | 1.1 Complete Assembly - HR
[8080150000001] 1-1/4"(HP) X 30m Hose Reel-Swing L-Bracket, Drum 650mm X 230mm, LG2 Double Waterway(Right), C/W MED, EN694 High Pressure Hose, C18P Jet/Spray Nozzle, Inlet: 1-1/4" BSP, BS EN671-1, Material: MS, (Dwg No. 80801500) |  |  |  | 8080150000001 | 0307250100000 | 1.0000 | nos. |  | 1.1 Complete Assembly - HR
[8080150000001] 1-1/4"(HP) X 30m Hose Reel-Swing L-Bracket, Drum 650mm X 230mm, LG2 Double Waterway(Right), C/W MED, EN694 High Pressure Hose, C18P Jet/Spray Nozzle, Inlet: 1-1/4" BSP, BS EN671-1, Material: MS, (Dwg No. 80801500) |  |  |  | 8080150000001 | 0321020500000 | 1.0000 | nos. |  | 1.1 Complete Assembly - HR
[8080150000001] 1-1/4"(HP) X 30m Hose Reel-Swing L-Bracket, Drum 650mm X 230mm, LG2 Double Waterway(Right), C/W MED, EN694 High Pressure Hose, C18P Jet/Spray Nozzle, Inlet: 1-1/4" BSP, BS EN671-1, Material: MS, (Dwg No. 80801500) |  |  |  | 8080150000001 | 0323751200000 | 3.0000 | nos. |  | 1.1 Complete Assembly - HR
[8080150000001] 1-1/4"(HP) X 30m Hose Reel-Swing L-Bracket, Drum 650mm X 230mm, LG2 Double Waterway(Right), C/W MED, EN694 High Pressure Hose, C18P Jet/Spray Nozzle, Inlet: 1-1/4" BSP, BS EN671-1, Material: MS, (Dwg No. 80801500) |  |  |  | 8080150000001 | 0311440000000 | 1.0000 | nos. |  | 1.1 Complete Assembly - HR
[8080150000001] 1-1/4"(HP) X 30m Hose Reel-Swing L-Bracket, Drum 650mm X 230mm, LG2 Double Waterway(Right), C/W MED, EN694 High Pressure Hose, C18P Jet/Spray Nozzle, Inlet: 1-1/4" BSP, BS EN671-1, Material: MS, (Dwg No. 80801500) |  |  |  | 8080150000001 | 0314530200000 | 1.0000 | nos. |  | 1.1 Complete Assembly - HR
[8080150000001] 1-1/4"(HP) X 30m Hose Reel-Swing L-Bracket, Drum 650mm X 230mm, LG2 Double Waterway(Right), C/W MED, EN694 High Pressure Hose, C18P Jet/Spray Nozzle, Inlet: 1-1/4" BSP, BS EN671-1, Material: MS, (Dwg No. 80801500) |  |  |  | 8080150000001 | 0319000000000 | 1.0000 | nos. |  | 1.1 Complete Assembly - HR
[8080150000001] 1-1/4"(HP) X 30m Hose Reel-Swing L-Bracket, Drum 650mm X 230mm, LG2 Double Waterway(Right), C/W MED, EN694 High Pressure Hose, C18P Jet/Spray Nozzle, Inlet: 1-1/4" BSP, BS EN671-1, Material: MS, (Dwg No. 80801500) |  |  |  | 8080150000001 | 0300540000000 | 2.0000 | nos. |  | 1.1 Complete Assembly - HR
[8080150000001] 1-1/4"(HP) X 30m Hose Reel-Swing L-Bracket, Drum 650mm X 230mm, LG2 Double Waterway(Right), C/W MED, EN694 High Pressure Hose, C18P Jet/Spray Nozzle, Inlet: 1-1/4" BSP, BS EN671-1, Material: MS, (Dwg No. 80801500) |  |  |  | 8080150000001 | 0314530100000 | 1.0000 | nos. |  | 1.1 Complete Assembly - HR
[8080150000001] 1-1/4"(HP) X 30m Hose Reel-Swing L-Bracket, Drum 650mm X 230mm, LG2 Double Waterway(Right), C/W MED, EN694 High Pressure Hose, C18P Jet/Spray Nozzle, Inlet: 1-1/4" BSP, BS EN671-1, Material: MS, (Dwg No. 80801500) |  |  |  | 8080150000001 | 0321840000000 | 1.0000 | nos. |  | 1.1 Complete Assembly - HR
[8080150000001] 1-1/4"(HP) X 30m Hose Reel-Swing L-Bracket, Drum 650mm X 230mm, LG2 Double Waterway(Right), C/W MED, EN694 High Pressure Hose, C18P Jet/Spray Nozzle, Inlet: 1-1/4" BSP, BS EN671-1, Material: MS, (Dwg No. 80801500) |  |  |  | 8080150000001 | 0320880100000 | 1.0000 | nos. |  | 1.1 Complete Assembly - HR
[8080150000001] 1-1/4"(HP) X 30m Hose Reel-Swing L-Bracket, Drum 650mm X 230mm, LG2 Double Waterway(Right), C/W MED, EN694 High Pressure Hose, C18P Jet/Spray Nozzle, Inlet: 1-1/4" BSP, BS EN671-1, Material: MS, (Dwg No. 80801500) |  |  |  | 8080150000001 | 0321030000000 | 4.0000 | nos. |  | 1.1 Complete Assembly - HR
[8080150000001] 1-1/4"(HP) X 30m Hose Reel-Swing L-Bracket, Drum 650mm X 230mm, LG2 Double Waterway(Right), C/W MED, EN694 High Pressure Hose, C18P Jet/Spray Nozzle, Inlet: 1-1/4" BSP, BS EN671-1, Material: MS, (Dwg No. 80801500) |  |  |  | 8080150000001 | 0321160000000 | 1.0000 | nos. |  | 1.1 Complete Assembly - HR
[8080150000001] 1-1/4"(HP) X 30m Hose Reel-Swing L-Bracket, Drum 650mm X 230mm, LG2 Double Waterway(Right), C/W MED, EN694 High Pressure Hose, C18P Jet/Spray Nozzle, Inlet: 1-1/4" BSP, BS EN671-1, Material: MS, (Dwg No. 80801500) |  |  |  | 8080150000001 | 0318310300000 | 1.0000 | nos. |  | 1.1 Complete Assembly - HR
[8080150000001] 1-1/4"(HP) X 30m Hose Reel-Swing L-Bracket, Drum 650mm X 230mm, LG2 Double Waterway(Right), C/W MED, EN694 High Pressure Hose, C18P Jet/Spray Nozzle, Inlet: 1-1/4" BSP, BS EN671-1, Material: MS, (Dwg No. 80801500) |  |  |  | 8080150000001 | 0321040200000 | 2.0000 | nos. |  | 1.1 Complete Assembly - HR
[8080150000001] 1-1/4"(HP) X 30m Hose Reel-Swing L-Bracket, Drum 650mm X 230mm, LG2 Double Waterway(Right), C/W MED, EN694 High Pressure Hose, C18P Jet/Spray Nozzle, Inlet: 1-1/4" BSP, BS EN671-1, Material: MS, (Dwg No. 80801500) |  |  |  | 8080150000001 | 0323130000000 | 3.0000 | nos. |  | 1.1 Complete Assembly - HR
[8080150000001] 1-1/4"(HP) X 30m Hose Reel-Swing L-Bracket, Drum 650mm X 230mm, LG2 Double Waterway(Right), C/W MED, EN694 High Pressure Hose, C18P Jet/Spray Nozzle, Inlet: 1-1/4" BSP, BS EN671-1, Material: MS, (Dwg No. 80801500) |  |  |  | 8080150000001 | 0320970300000 | 1.0000 | nos. |  | 1.1 Complete Assembly - HR
[8080150000001] 1-1/4"(HP) X 30m Hose Reel-Swing L-Bracket, Drum 650mm X 230mm, LG2 Double Waterway(Right), C/W MED, EN694 High Pressure Hose, C18P Jet/Spray Nozzle, Inlet: 1-1/4" BSP, BS EN671-1, Material: MS, (Dwg No. 80801500) |  |  |  | 8080150000001 | 0321140000000 | 1.0000 | nos. |  | 1.1 Complete Assembly - HR
[8080150000002] 1-1/4"(HP) X 30m Hose Reel-Swing L-Bracket, Drum 650mm X 230mm, LG2 Double Waterway(Left), C/W LPCB, EN694 High Pressure Hose, C18P Jet/Spray Nozzle, Inlet: 1-1/4" BSP, BS EN671-1, Material: MS, (Dwg No. 80801500) |  |  |  | 8080150000002 | 0301340000000 | 12.0000 | nos. |  | 1.1 Complete Assembly - HR
[8080150000002] 1-1/4"(HP) X 30m Hose Reel-Swing L-Bracket, Drum 650mm X 230mm, LG2 Double Waterway(Left), C/W LPCB, EN694 High Pressure Hose, C18P Jet/Spray Nozzle, Inlet: 1-1/4" BSP, BS EN671-1, Material: MS, (Dwg No. 80801500) |  |  |  | 8080150000002 | 0321140000000 | 1.0000 | nos. |  | 1.1 Complete Assembly - HR
[8080150000002] 1-1/4"(HP) X 30m Hose Reel-Swing L-Bracket, Drum 650mm X 230mm, LG2 Double Waterway(Left), C/W LPCB, EN694 High Pressure Hose, C18P Jet/Spray Nozzle, Inlet: 1-1/4" BSP, BS EN671-1, Material: MS, (Dwg No. 80801500) |  |  |  | 8080150000002 | 0319000000000 | 1.0000 | nos. |  | 1.1 Complete Assembly - HR
[8080150000002] 1-1/4"(HP) X 30m Hose Reel-Swing L-Bracket, Drum 650mm X 230mm, LG2 Double Waterway(Left), C/W LPCB, EN694 High Pressure Hose, C18P Jet/Spray Nozzle, Inlet: 1-1/4" BSP, BS EN671-1, Material: MS, (Dwg No. 80801500) |  |  |  | 8080150000002 | 0300540000000 | 2.0000 | nos. |  | 1.1 Complete Assembly - HR
[8080150000002] 1-1/4"(HP) X 30m Hose Reel-Swing L-Bracket, Drum 650mm X 230mm, LG2 Double Waterway(Left), C/W LPCB, EN694 High Pressure Hose, C18P Jet/Spray Nozzle, Inlet: 1-1/4" BSP, BS EN671-1, Material: MS, (Dwg No. 80801500) |  |  |  | 8080150000002 | 0323130000000 | 3.0000 | nos. |  | 1.1 Complete Assembly - HR
[8080150000002] 1-1/4"(HP) X 30m Hose Reel-Swing L-Bracket, Drum 650mm X 230mm, LG2 Double Waterway(Left), C/W LPCB, EN694 High Pressure Hose, C18P Jet/Spray Nozzle, Inlet: 1-1/4" BSP, BS EN671-1, Material: MS, (Dwg No. 80801500) |  |  |  | 8080150000002 | 0321160000000 | 1.0000 | nos. |  | 1.1 Complete Assembly - HR
[8080150000002] 1-1/4"(HP) X 30m Hose Reel-Swing L-Bracket, Drum 650mm X 230mm, LG2 Double Waterway(Left), C/W LPCB, EN694 High Pressure Hose, C18P Jet/Spray Nozzle, Inlet: 1-1/4" BSP, BS EN671-1, Material: MS, (Dwg No. 80801500) |  |  |  | 8080150000002 | 0321170000000 | 1.0000 | nos. |  | 1.1 Complete Assembly - HR
[8080150000002] 1-1/4"(HP) X 30m Hose Reel-Swing L-Bracket, Drum 650mm X 230mm, LG2 Double Waterway(Left), C/W LPCB, EN694 High Pressure Hose, C18P Jet/Spray Nozzle, Inlet: 1-1/4" BSP, BS EN671-1, Material: MS, (Dwg No. 80801500) |  |  |  | 8080150000002 | 0321030000000 | 4.0000 | nos. |  | 1.1 Complete Assembly - HR
[8080150000002] 1-1/4"(HP) X 30m Hose Reel-Swing L-Bracket, Drum 650mm X 230mm, LG2 Double Waterway(Left), C/W LPCB, EN694 High Pressure Hose, C18P Jet/Spray Nozzle, Inlet: 1-1/4" BSP, BS EN671-1, Material: MS, (Dwg No. 80801500) |  |  |  | 8080150000002 | 0321040200000 | 3.0000 | nos. |  | 1.1 Complete Assembly - HR
[8080150000002] 1-1/4"(HP) X 30m Hose Reel-Swing L-Bracket, Drum 650mm X 230mm, LG2 Double Waterway(Left), C/W LPCB, EN694 High Pressure Hose, C18P Jet/Spray Nozzle, Inlet: 1-1/4" BSP, BS EN671-1, Material: MS, (Dwg No. 80801500) |  |  |  | 8080150000002 | 0320880300000 | 1.0000 | nos. |  | 1.1 Complete Assembly - HR
[8080150000002] 1-1/4"(HP) X 30m Hose Reel-Swing L-Bracket, Drum 650mm X 230mm, LG2 Double Waterway(Left), C/W LPCB, EN694 High Pressure Hose, C18P Jet/Spray Nozzle, Inlet: 1-1/4" BSP, BS EN671-1, Material: MS, (Dwg No. 80801500) |  |  |  | 8080150000002 | 0320970300000 | 1.0000 | nos. |  | 1.1 Complete Assembly - HR
[8080150000002] 1-1/4"(HP) X 30m Hose Reel-Swing L-Bracket, Drum 650mm X 230mm, LG2 Double Waterway(Left), C/W LPCB, EN694 High Pressure Hose, C18P Jet/Spray Nozzle, Inlet: 1-1/4" BSP, BS EN671-1, Material: MS, (Dwg No. 80801500) |  |  |  | 8080150000002 | 0311440000000 | 1.0000 | nos. |  | 1.1 Complete Assembly - HR
[8080150000002] 1-1/4"(HP) X 30m Hose Reel-Swing L-Bracket, Drum 650mm X 230mm, LG2 Double Waterway(Left), C/W LPCB, EN694 High Pressure Hose, C18P Jet/Spray Nozzle, Inlet: 1-1/4" BSP, BS EN671-1, Material: MS, (Dwg No. 80801500) |  |  |  | 8080150000002 | 0307250100000 | 1.0000 | nos. |  | 1.1 Complete Assembly - HR
[8080150000002] 1-1/4"(HP) X 30m Hose Reel-Swing L-Bracket, Drum 650mm X 230mm, LG2 Double Waterway(Left), C/W LPCB, EN694 High Pressure Hose, C18P Jet/Spray Nozzle, Inlet: 1-1/4" BSP, BS EN671-1, Material: MS, (Dwg No. 80801500) |  |  |  | 8080150000002 | 0321840000000 | 1.0000 | nos. |  | 1.1 Complete Assembly - HR
[8080150000002] 1-1/4"(HP) X 30m Hose Reel-Swing L-Bracket, Drum 650mm X 230mm, LG2 Double Waterway(Left), C/W LPCB, EN694 High Pressure Hose, C18P Jet/Spray Nozzle, Inlet: 1-1/4" BSP, BS EN671-1, Material: MS, (Dwg No. 80801500) |  |  |  | 8080150000002 | 0314530100000 | 1.0000 | nos. |  | 1.1 Complete Assembly - HR
[8080150000002] 1-1/4"(HP) X 30m Hose Reel-Swing L-Bracket, Drum 650mm X 230mm, LG2 Double Waterway(Left), C/W LPCB, EN694 High Pressure Hose, C18P Jet/Spray Nozzle, Inlet: 1-1/4" BSP, BS EN671-1, Material: MS, (Dwg No. 80801500) |  |  |  | 8080150000002 | 0321020500000 | 1.0000 | nos. |  | 1.1 Complete Assembly - HR
[8080150000002] 1-1/4"(HP) X 30m Hose Reel-Swing L-Bracket, Drum 650mm X 230mm, LG2 Double Waterway(Left), C/W LPCB, EN694 High Pressure Hose, C18P Jet/Spray Nozzle, Inlet: 1-1/4" BSP, BS EN671-1, Material: MS, (Dwg No. 80801500) |  |  |  | 8080150000002 | 0323751200000 | 3.0000 | nos. |  | 1.1 Complete Assembly - HR
[8080150000002] 1-1/4"(HP) X 30m Hose Reel-Swing L-Bracket, Drum 650mm X 230mm, LG2 Double Waterway(Left), C/W LPCB, EN694 High Pressure Hose, C18P Jet/Spray Nozzle, Inlet: 1-1/4" BSP, BS EN671-1, Material: MS, (Dwg No. 80801500) |  |  |  | 8080150000002 | 0314530200000 | 1.0000 | nos. |  | 1.1 Complete Assembly - HR
[8080150000002] 1-1/4"(HP) X 30m Hose Reel-Swing L-Bracket, Drum 650mm X 230mm, LG2 Double Waterway(Left), C/W LPCB, EN694 High Pressure Hose, C18P Jet/Spray Nozzle, Inlet: 1-1/4" BSP, BS EN671-1, Material: MS, (Dwg No. 80801500) |  |  |  | 8080150000002 | 0318310300000 | 1.0000 | nos. |  | 1.1 Complete Assembly - HR
[8080150023001] 1-1/4"(HP) X 20m Hose Reel-Swing L-Bracket, Drum 650mm X 230mm, LG2 Double Waterway(Right), C/W MED, EN694 High Pressure Hose, C18P Jet/Spray Nozzle, Inlet: 1-1/4" NPT, BS EN671-1,Carton Box, Material: MS, |  |  |  | 8080150023001 | 0305170300000 | 1.0000 | nos. |  | 1.1 Complete Assembly - HR
[8080150023001] 1-1/4"(HP) X 20m Hose Reel-Swing L-Bracket, Drum 650mm X 230mm, LG2 Double Waterway(Right), C/W MED, EN694 High Pressure Hose, C18P Jet/Spray Nozzle, Inlet: 1-1/4" NPT, BS EN671-1,Carton Box, Material: MS, |  |  |  | 8080150023001 | 0318310300000 | 1.0000 | nos. |  | 1.1 Complete Assembly - HR
[8080150023001] 1-1/4"(HP) X 20m Hose Reel-Swing L-Bracket, Drum 650mm X 230mm, LG2 Double Waterway(Right), C/W MED, EN694 High Pressure Hose, C18P Jet/Spray Nozzle, Inlet: 1-1/4" NPT, BS EN671-1,Carton Box, Material: MS, |  |  |  | 8080150023001 | 0323130200000 | 1.0000 | nos. |  | 1.1 Complete Assembly - HR
[8080150023001] 1-1/4"(HP) X 20m Hose Reel-Swing L-Bracket, Drum 650mm X 230mm, LG2 Double Waterway(Right), C/W MED, EN694 High Pressure Hose, C18P Jet/Spray Nozzle, Inlet: 1-1/4" NPT, BS EN671-1,Carton Box, Material: MS, |  |  |  | 8080150023001 | 0323751200000 | 2.0000 | nos. |  | 1.1 Complete Assembly - HR
[8080150023001] 1-1/4"(HP) X 20m Hose Reel-Swing L-Bracket, Drum 650mm X 230mm, LG2 Double Waterway(Right), C/W MED, EN694 High Pressure Hose, C18P Jet/Spray Nozzle, Inlet: 1-1/4" NPT, BS EN671-1,Carton Box, Material: MS, |  |  |  | 8080150023001 | 0307250100000 | 1.0000 | nos. |  | 1.1 Complete Assembly - HR
[8080150023001] 1-1/4"(HP) X 20m Hose Reel-Swing L-Bracket, Drum 650mm X 230mm, LG2 Double Waterway(Right), C/W MED, EN694 High Pressure Hose, C18P Jet/Spray Nozzle, Inlet: 1-1/4" NPT, BS EN671-1,Carton Box, Material: MS, |  |  |  | 8080150023001 | 0320970300000 | 1.0000 | nos. |  | 1.1 Complete Assembly - HR
[8080150023001] 1-1/4"(HP) X 20m Hose Reel-Swing L-Bracket, Drum 650mm X 230mm, LG2 Double Waterway(Right), C/W MED, EN694 High Pressure Hose, C18P Jet/Spray Nozzle, Inlet: 1-1/4" NPT, BS EN671-1,Carton Box, Material: MS, |  |  |  | 8080150023001 | 0321020500000 | 1.0000 | nos. |  | 1.1 Complete Assembly - HR
[8080150023001] 1-1/4"(HP) X 20m Hose Reel-Swing L-Bracket, Drum 650mm X 230mm, LG2 Double Waterway(Right), C/W MED, EN694 High Pressure Hose, C18P Jet/Spray Nozzle, Inlet: 1-1/4" NPT, BS EN671-1,Carton Box, Material: MS, |  |  |  | 8080150023001 | 0323130000000 | 2.0000 | nos. |  | 1.1 Complete Assembly - HR
[8080150023001] 1-1/4"(HP) X 20m Hose Reel-Swing L-Bracket, Drum 650mm X 230mm, LG2 Double Waterway(Right), C/W MED, EN694 High Pressure Hose, C18P Jet/Spray Nozzle, Inlet: 1-1/4" NPT, BS EN671-1,Carton Box, Material: MS, |  |  |  | 8080150023001 | 0319000000000 | 1.0000 | nos. |  | 1.1 Complete Assembly - HR
[8080150023001] 1-1/4"(HP) X 20m Hose Reel-Swing L-Bracket, Drum 650mm X 230mm, LG2 Double Waterway(Right), C/W MED, EN694 High Pressure Hose, C18P Jet/Spray Nozzle, Inlet: 1-1/4" NPT, BS EN671-1,Carton Box, Material: MS, |  |  |  | 8080150023001 | 0321170000000 | 1.0000 | nos. |  | 1.1 Complete Assembly - HR
[8080150023001] 1-1/4"(HP) X 20m Hose Reel-Swing L-Bracket, Drum 650mm X 230mm, LG2 Double Waterway(Right), C/W MED, EN694 High Pressure Hose, C18P Jet/Spray Nozzle, Inlet: 1-1/4" NPT, BS EN671-1,Carton Box, Material: MS, |  |  |  | 8080150023001 | 0314530900000 | 1.0000 | nos. |  | 1.1 Complete Assembly - HR
[8080150023001] 1-1/4"(HP) X 20m Hose Reel-Swing L-Bracket, Drum 650mm X 230mm, LG2 Double Waterway(Right), C/W MED, EN694 High Pressure Hose, C18P Jet/Spray Nozzle, Inlet: 1-1/4" NPT, BS EN671-1,Carton Box, Material: MS, |  |  |  | 8080150023001 | 0320880100000 | 1.0000 | nos. |  | 1.1 Complete Assembly - HR
[8080150023001] 1-1/4"(HP) X 20m Hose Reel-Swing L-Bracket, Drum 650mm X 230mm, LG2 Double Waterway(Right), C/W MED, EN694 High Pressure Hose, C18P Jet/Spray Nozzle, Inlet: 1-1/4" NPT, BS EN671-1,Carton Box, Material: MS, |  |  |  | 8080150023001 | 0321840000000 | 1.0000 | nos. |  | 1.1 Complete Assembly - HR
[8080150023001] 1-1/4"(HP) X 20m Hose Reel-Swing L-Bracket, Drum 650mm X 230mm, LG2 Double Waterway(Right), C/W MED, EN694 High Pressure Hose, C18P Jet/Spray Nozzle, Inlet: 1-1/4" NPT, BS EN671-1,Carton Box, Material: MS, |  |  |  | 8080150023001 | 0321040200000 | 2.0000 | nos. |  | 1.1 Complete Assembly - HR
[8080150023001] 1-1/4"(HP) X 20m Hose Reel-Swing L-Bracket, Drum 650mm X 230mm, LG2 Double Waterway(Right), C/W MED, EN694 High Pressure Hose, C18P Jet/Spray Nozzle, Inlet: 1-1/4" NPT, BS EN671-1,Carton Box, Material: MS, |  |  |  | 8080150023001 | 0321030000000 | 4.0000 | nos. |  | 1.1 Complete Assembly - HR
[8080150023001] 1-1/4"(HP) X 20m Hose Reel-Swing L-Bracket, Drum 650mm X 230mm, LG2 Double Waterway(Right), C/W MED, EN694 High Pressure Hose, C18P Jet/Spray Nozzle, Inlet: 1-1/4" NPT, BS EN671-1,Carton Box, Material: MS, |  |  |  | 8080150023001 | 0311440000000 | 1.0000 | nos. |  | 1.1 Complete Assembly - HR
[8080150023001] 1-1/4"(HP) X 20m Hose Reel-Swing L-Bracket, Drum 650mm X 230mm, LG2 Double Waterway(Right), C/W MED, EN694 High Pressure Hose, C18P Jet/Spray Nozzle, Inlet: 1-1/4" NPT, BS EN671-1,Carton Box, Material: MS, |  |  |  | 8080150023001 | 0301340000000 | 12.0000 | nos. |  | 1.1 Complete Assembly - HR
[8080150023001] 1-1/4"(HP) X 20m Hose Reel-Swing L-Bracket, Drum 650mm X 230mm, LG2 Double Waterway(Right), C/W MED, EN694 High Pressure Hose, C18P Jet/Spray Nozzle, Inlet: 1-1/4" NPT, BS EN671-1,Carton Box, Material: MS, |  |  |  | 8080150023001 | 0314530800000 | 1.0000 | nos. |  | 1.1 Complete Assembly - HR
[8080150023001] 1-1/4"(HP) X 20m Hose Reel-Swing L-Bracket, Drum 650mm X 230mm, LG2 Double Waterway(Right), C/W MED, EN694 High Pressure Hose, C18P Jet/Spray Nozzle, Inlet: 1-1/4" NPT, BS EN671-1,Carton Box, Material: MS, |  |  |  | 8080150023001 | 0300540000000 | 2.0000 | nos. |  | 1.1 Complete Assembly - HR
[8080150023001] 1-1/4"(HP) X 20m Hose Reel-Swing L-Bracket, Drum 650mm X 230mm, LG2 Double Waterway(Right), C/W MED, EN694 High Pressure Hose, C18P Jet/Spray Nozzle, Inlet: 1-1/4" NPT, BS EN671-1,Carton Box, Material: MS, |  |  |  | 8080150023001 | 0321140000000 | 1.0000 | nos. |  | 1.1 Complete Assembly - HR
[8080150023001] 1-1/4"(HP) X 20m Hose Reel-Swing L-Bracket, Drum 650mm X 230mm, LG2 Double Waterway(Right), C/W MED, EN694 High Pressure Hose, C18P Jet/Spray Nozzle, Inlet: 1-1/4" NPT, BS EN671-1,Carton Box, Material: MS, |  |  |  | 8080150023001 | 0321160000000 | 1.0000 | nos. |  | 1.1 Complete Assembly - HR
[8080160000000] 1-1/4"(HP) X 30m Hose Reel-Swing L-Bracket, Drum 650mm X 230mm, LG2 Double Waterway(Right), C/W LPCB, EN694 High Pressure Hose, C18P Jet/Spray Nozzle, Inlet: 1-1/4" BSP, BS EN671-1, Material: SS316, (Dwg No. 80801600) |  |  |  | 8080160000000 | 0300540000000 | 2.0000 | nos. |  | 1.1 Complete Assembly - HR
[8080160000000] 1-1/4"(HP) X 30m Hose Reel-Swing L-Bracket, Drum 650mm X 230mm, LG2 Double Waterway(Right), C/W LPCB, EN694 High Pressure Hose, C18P Jet/Spray Nozzle, Inlet: 1-1/4" BSP, BS EN671-1, Material: SS316, (Dwg No. 80801600) |  |  |  | 8080160000000 | 0321160200000 | 1.0000 | nos. |  | 1.1 Complete Assembly - HR
[8080160000000] 1-1/4"(HP) X 30m Hose Reel-Swing L-Bracket, Drum 650mm X 230mm, LG2 Double Waterway(Right), C/W LPCB, EN694 High Pressure Hose, C18P Jet/Spray Nozzle, Inlet: 1-1/4" BSP, BS EN671-1, Material: SS316, (Dwg No. 80801600) |  |  |  | 8080160000000 | 0320970300000 | 1.0000 | nos. |  | 1.1 Complete Assembly - HR
[8080160000000] 1-1/4"(HP) X 30m Hose Reel-Swing L-Bracket, Drum 650mm X 230mm, LG2 Double Waterway(Right), C/W LPCB, EN694 High Pressure Hose, C18P Jet/Spray Nozzle, Inlet: 1-1/4" BSP, BS EN671-1, Material: SS316, (Dwg No. 80801600) |  |  |  | 8080160000000 | 0302820100000 | 12.0000 | set |  | 1.1 Complete Assembly - HR
[8080160000000] 1-1/4"(HP) X 30m Hose Reel-Swing L-Bracket, Drum 650mm X 230mm, LG2 Double Waterway(Right), C/W LPCB, EN694 High Pressure Hose, C18P Jet/Spray Nozzle, Inlet: 1-1/4" BSP, BS EN671-1, Material: SS316, (Dwg No. 80801600) |  |  |  | 8080160000000 | 0323130000000 | 4.0000 | nos. |  | 1.1 Complete Assembly - HR
[8080160000000] 1-1/4"(HP) X 30m Hose Reel-Swing L-Bracket, Drum 650mm X 230mm, LG2 Double Waterway(Right), C/W LPCB, EN694 High Pressure Hose, C18P Jet/Spray Nozzle, Inlet: 1-1/4" BSP, BS EN671-1, Material: SS316, (Dwg No. 80801600) |  |  |  | 8080160000000 | 0318310300000 | 1.0000 | nos. |  | 1.1 Complete Assembly - HR
[8080160000000] 1-1/4"(HP) X 30m Hose Reel-Swing L-Bracket, Drum 650mm X 230mm, LG2 Double Waterway(Right), C/W LPCB, EN694 High Pressure Hose, C18P Jet/Spray Nozzle, Inlet: 1-1/4" BSP, BS EN671-1, Material: SS316, (Dwg No. 80801600) |  |  |  | 8080160000000 | 0321140100000 | 1.0000 | nos. |  | 1.1 Complete Assembly - HR
[8080160000000] 1-1/4"(HP) X 30m Hose Reel-Swing L-Bracket, Drum 650mm X 230mm, LG2 Double Waterway(Right), C/W LPCB, EN694 High Pressure Hose, C18P Jet/Spray Nozzle, Inlet: 1-1/4" BSP, BS EN671-1, Material: SS316, (Dwg No. 80801600) |  |  |  | 8080160000000 | 0311440000000 | 1.0000 | nos. |  | 1.1 Complete Assembly - HR
[8080160000000] 1-1/4"(HP) X 30m Hose Reel-Swing L-Bracket, Drum 650mm X 230mm, LG2 Double Waterway(Right), C/W LPCB, EN694 High Pressure Hose, C18P Jet/Spray Nozzle, Inlet: 1-1/4" BSP, BS EN671-1, Material: SS316, (Dwg No. 80801600) |  |  |  | 8080160000000 | 0321840000000 | 1.0000 | nos. |  | 1.1 Complete Assembly - HR
[8080160000000] 1-1/4"(HP) X 30m Hose Reel-Swing L-Bracket, Drum 650mm X 230mm, LG2 Double Waterway(Right), C/W LPCB, EN694 High Pressure Hose, C18P Jet/Spray Nozzle, Inlet: 1-1/4" BSP, BS EN671-1, Material: SS316, (Dwg No. 80801600) |  |  |  | 8080160000000 | 0323751200000 | 3.0000 | nos. |  | 1.1 Complete Assembly - HR
[8080160000000] 1-1/4"(HP) X 30m Hose Reel-Swing L-Bracket, Drum 650mm X 230mm, LG2 Double Waterway(Right), C/W LPCB, EN694 High Pressure Hose, C18P Jet/Spray Nozzle, Inlet: 1-1/4" BSP, BS EN671-1, Material: SS316, (Dwg No. 80801600) |  |  |  | 8080160000000 | 0319000000000 | 1.0000 | nos. |  | 1.1 Complete Assembly - HR
[8080160000000] 1-1/4"(HP) X 30m Hose Reel-Swing L-Bracket, Drum 650mm X 230mm, LG2 Double Waterway(Right), C/W LPCB, EN694 High Pressure Hose, C18P Jet/Spray Nozzle, Inlet: 1-1/4" BSP, BS EN671-1, Material: SS316, (Dwg No. 80801600) |  |  |  | 8080160000000 | 0314530200000 | 1.0000 | nos. |  | 1.1 Complete Assembly - HR
[8080160000000] 1-1/4"(HP) X 30m Hose Reel-Swing L-Bracket, Drum 650mm X 230mm, LG2 Double Waterway(Right), C/W LPCB, EN694 High Pressure Hose, C18P Jet/Spray Nozzle, Inlet: 1-1/4" BSP, BS EN671-1, Material: SS316, (Dwg No. 80801600) |  |  |  | 8080160000000 | 0321170200000 | 1.0000 | nos. |  | 1.1 Complete Assembly - HR
[8080160000000] 1-1/4"(HP) X 30m Hose Reel-Swing L-Bracket, Drum 650mm X 230mm, LG2 Double Waterway(Right), C/W LPCB, EN694 High Pressure Hose, C18P Jet/Spray Nozzle, Inlet: 1-1/4" BSP, BS EN671-1, Material: SS316, (Dwg No. 80801600) |  |  |  | 8080160000000 | 0320880400000 | 1.0000 | nos. |  | 1.1 Complete Assembly - HR
[8080160000000] 1-1/4"(HP) X 30m Hose Reel-Swing L-Bracket, Drum 650mm X 230mm, LG2 Double Waterway(Right), C/W LPCB, EN694 High Pressure Hose, C18P Jet/Spray Nozzle, Inlet: 1-1/4" BSP, BS EN671-1, Material: SS316, (Dwg No. 80801600) |  |  |  | 8080160000000 | 0321030100000 | 4.0000 | nos. |  | 1.1 Complete Assembly - HR
[8080160000000] 1-1/4"(HP) X 30m Hose Reel-Swing L-Bracket, Drum 650mm X 230mm, LG2 Double Waterway(Right), C/W LPCB, EN694 High Pressure Hose, C18P Jet/Spray Nozzle, Inlet: 1-1/4" BSP, BS EN671-1, Material: SS316, (Dwg No. 80801600) |  |  |  | 8080160000000 | 0321040200000 | 2.0000 | nos. |  | 1.1 Complete Assembly - HR
[8080160000000] 1-1/4"(HP) X 30m Hose Reel-Swing L-Bracket, Drum 650mm X 230mm, LG2 Double Waterway(Right), C/W LPCB, EN694 High Pressure Hose, C18P Jet/Spray Nozzle, Inlet: 1-1/4" BSP, BS EN671-1, Material: SS316, (Dwg No. 80801600) |  |  |  | 8080160000000 | 0314530100000 | 1.0000 | nos. |  | 1.1 Complete Assembly - HR
[8080160000000] 1-1/4"(HP) X 30m Hose Reel-Swing L-Bracket, Drum 650mm X 230mm, LG2 Double Waterway(Right), C/W LPCB, EN694 High Pressure Hose, C18P Jet/Spray Nozzle, Inlet: 1-1/4" BSP, BS EN671-1, Material: SS316, (Dwg No. 80801600) |  |  |  | 8080160000000 | 0307250100000 | 1.0000 | nos. |  | 1.1 Complete Assembly - HR
[8080160000001] 1-1/4"(HP) X 30m Hose Reel-Swing L-Bracket, Drum 650mm X 230mm, LG2 Double Waterway(Right), C/W MED, EN694 High Pressure Hose, C18P Jet/Spray Nozzle, Inlet: 1-1/4" BSP, BS EN671-1, Material: SS316, (Dwg No. 80801600) |  |  |  | 8080160000001 | 0323751200000 | 3.0000 | nos. |  | 1.1 Complete Assembly - HR
[8080160000001] 1-1/4"(HP) X 30m Hose Reel-Swing L-Bracket, Drum 650mm X 230mm, LG2 Double Waterway(Right), C/W MED, EN694 High Pressure Hose, C18P Jet/Spray Nozzle, Inlet: 1-1/4" BSP, BS EN671-1, Material: SS316, (Dwg No. 80801600) |  |  |  | 8080160000001 | 0302820100000 | 12.0000 | set |  | 1.1 Complete Assembly - HR
[8080160000001] 1-1/4"(HP) X 30m Hose Reel-Swing L-Bracket, Drum 650mm X 230mm, LG2 Double Waterway(Right), C/W MED, EN694 High Pressure Hose, C18P Jet/Spray Nozzle, Inlet: 1-1/4" BSP, BS EN671-1, Material: SS316, (Dwg No. 80801600) |  |  |  | 8080160000001 | 0321140100000 | 1.0000 | nos. |  | 1.1 Complete Assembly - HR
[8080160000001] 1-1/4"(HP) X 30m Hose Reel-Swing L-Bracket, Drum 650mm X 230mm, LG2 Double Waterway(Right), C/W MED, EN694 High Pressure Hose, C18P Jet/Spray Nozzle, Inlet: 1-1/4" BSP, BS EN671-1, Material: SS316, (Dwg No. 80801600) |  |  |  | 8080160000001 | 0300540000000 | 2.0000 | nos. |  | 1.1 Complete Assembly - HR
[8080160000001] 1-1/4"(HP) X 30m Hose Reel-Swing L-Bracket, Drum 650mm X 230mm, LG2 Double Waterway(Right), C/W MED, EN694 High Pressure Hose, C18P Jet/Spray Nozzle, Inlet: 1-1/4" BSP, BS EN671-1, Material: SS316, (Dwg No. 80801600) |  |  |  | 8080160000001 | 0319000000000 | 1.0000 | nos. |  | 1.1 Complete Assembly - HR
[8080160000001] 1-1/4"(HP) X 30m Hose Reel-Swing L-Bracket, Drum 650mm X 230mm, LG2 Double Waterway(Right), C/W MED, EN694 High Pressure Hose, C18P Jet/Spray Nozzle, Inlet: 1-1/4" BSP, BS EN671-1, Material: SS316, (Dwg No. 80801600) |  |  |  | 8080160000001 | 0321040200000 | 2.0000 | nos. |  | 1.1 Complete Assembly - HR
[8080160000001] 1-1/4"(HP) X 30m Hose Reel-Swing L-Bracket, Drum 650mm X 230mm, LG2 Double Waterway(Right), C/W MED, EN694 High Pressure Hose, C18P Jet/Spray Nozzle, Inlet: 1-1/4" BSP, BS EN671-1, Material: SS316, (Dwg No. 80801600) |  |  |  | 8080160000001 | 0314530100000 | 1.0000 | nos. |  | 1.1 Complete Assembly - HR
[8080160000001] 1-1/4"(HP) X 30m Hose Reel-Swing L-Bracket, Drum 650mm X 230mm, LG2 Double Waterway(Right), C/W MED, EN694 High Pressure Hose, C18P Jet/Spray Nozzle, Inlet: 1-1/4" BSP, BS EN671-1, Material: SS316, (Dwg No. 80801600) |  |  |  | 8080160000001 | 0321170200000 | 1.0000 | nos. |  | 1.1 Complete Assembly - HR
[8080160000001] 1-1/4"(HP) X 30m Hose Reel-Swing L-Bracket, Drum 650mm X 230mm, LG2 Double Waterway(Right), C/W MED, EN694 High Pressure Hose, C18P Jet/Spray Nozzle, Inlet: 1-1/4" BSP, BS EN671-1, Material: SS316, (Dwg No. 80801600) |  |  |  | 8080160000001 | 0321030100000 | 4.0000 | nos. |  | 1.1 Complete Assembly - HR
[8080160000001] 1-1/4"(HP) X 30m Hose Reel-Swing L-Bracket, Drum 650mm X 230mm, LG2 Double Waterway(Right), C/W MED, EN694 High Pressure Hose, C18P Jet/Spray Nozzle, Inlet: 1-1/4" BSP, BS EN671-1, Material: SS316, (Dwg No. 80801600) |  |  |  | 8080160000001 | 0320880400000 | 1.0000 | nos. |  | 1.1 Complete Assembly - HR
[8080160000001] 1-1/4"(HP) X 30m Hose Reel-Swing L-Bracket, Drum 650mm X 230mm, LG2 Double Waterway(Right), C/W MED, EN694 High Pressure Hose, C18P Jet/Spray Nozzle, Inlet: 1-1/4" BSP, BS EN671-1, Material: SS316, (Dwg No. 80801600) |  |  |  | 8080160000001 | 0320970300000 | 1.0000 | nos. |  | 1.1 Complete Assembly - HR
[8080160000001] 1-1/4"(HP) X 30m Hose Reel-Swing L-Bracket, Drum 650mm X 230mm, LG2 Double Waterway(Right), C/W MED, EN694 High Pressure Hose, C18P Jet/Spray Nozzle, Inlet: 1-1/4" BSP, BS EN671-1, Material: SS316, (Dwg No. 80801600) |  |  |  | 8080160000001 | 0321160200000 | 1.0000 | nos. |  | 1.1 Complete Assembly - HR
[8080160000001] 1-1/4"(HP) X 30m Hose Reel-Swing L-Bracket, Drum 650mm X 230mm, LG2 Double Waterway(Right), C/W MED, EN694 High Pressure Hose, C18P Jet/Spray Nozzle, Inlet: 1-1/4" BSP, BS EN671-1, Material: SS316, (Dwg No. 80801600) |  |  |  | 8080160000001 | 0311440000000 | 1.0000 | nos. |  | 1.1 Complete Assembly - HR
[8080160000001] 1-1/4"(HP) X 30m Hose Reel-Swing L-Bracket, Drum 650mm X 230mm, LG2 Double Waterway(Right), C/W MED, EN694 High Pressure Hose, C18P Jet/Spray Nozzle, Inlet: 1-1/4" BSP, BS EN671-1, Material: SS316, (Dwg No. 80801600) |  |  |  | 8080160000001 | 0314530200000 | 1.0000 | nos. |  | 1.1 Complete Assembly - HR
[8080160000001] 1-1/4"(HP) X 30m Hose Reel-Swing L-Bracket, Drum 650mm X 230mm, LG2 Double Waterway(Right), C/W MED, EN694 High Pressure Hose, C18P Jet/Spray Nozzle, Inlet: 1-1/4" BSP, BS EN671-1, Material: SS316, (Dwg No. 80801600) |  |  |  | 8080160000001 | 0318310300000 | 1.0000 | nos. |  | 1.1 Complete Assembly - HR
[8080160000001] 1-1/4"(HP) X 30m Hose Reel-Swing L-Bracket, Drum 650mm X 230mm, LG2 Double Waterway(Right), C/W MED, EN694 High Pressure Hose, C18P Jet/Spray Nozzle, Inlet: 1-1/4" BSP, BS EN671-1, Material: SS316, (Dwg No. 80801600) |  |  |  | 8080160000001 | 0323130000000 | 4.0000 | nos. |  | 1.1 Complete Assembly - HR
[8080160000001] 1-1/4"(HP) X 30m Hose Reel-Swing L-Bracket, Drum 650mm X 230mm, LG2 Double Waterway(Right), C/W MED, EN694 High Pressure Hose, C18P Jet/Spray Nozzle, Inlet: 1-1/4" BSP, BS EN671-1, Material: SS316, (Dwg No. 80801600) |  |  |  | 8080160000001 | 0307250100000 | 1.0000 | nos. |  | 1.1 Complete Assembly - HR
[8080160000001] 1-1/4"(HP) X 30m Hose Reel-Swing L-Bracket, Drum 650mm X 230mm, LG2 Double Waterway(Right), C/W MED, EN694 High Pressure Hose, C18P Jet/Spray Nozzle, Inlet: 1-1/4" BSP, BS EN671-1, Material: SS316, (Dwg No. 80801600) |  |  |  | 8080160000001 | 0321840000000 | 1.0000 | nos. |  | 1.1 Complete Assembly - HR
[8080160100000] 1-1/4"(HP) X 30m Hose Reel-Swing L-Bracket, Drum 650mm X 230mm, Titatnium Double Waterway(Right), C/W LPCB, EN694 High Pressure Hose, C18P Jet/Spray Nozzle, Inlet: 1-1/4" BSP, BS EN671-1, Material: SS316, (Dwg No. 80801601) |  |  |  | 8080160100000 | 0300540000000 | 2.0000 | nos. |  | 1.1 Complete Assembly - HR
[8080160100000] 1-1/4"(HP) X 30m Hose Reel-Swing L-Bracket, Drum 650mm X 230mm, Titatnium Double Waterway(Right), C/W LPCB, EN694 High Pressure Hose, C18P Jet/Spray Nozzle, Inlet: 1-1/4" BSP, BS EN671-1, Material: SS316, (Dwg No. 80801601) |  |  |  | 8080160100000 | 0321840000000 | 1.0000 | nos. |  | 1.1 Complete Assembly - HR
[8080160100000] 1-1/4"(HP) X 30m Hose Reel-Swing L-Bracket, Drum 650mm X 230mm, Titatnium Double Waterway(Right), C/W LPCB, EN694 High Pressure Hose, C18P Jet/Spray Nozzle, Inlet: 1-1/4" BSP, BS EN671-1, Material: SS316, (Dwg No. 80801601) |  |  |  | 8080160100000 | 0323130100000 | 4.0000 | nos. |  | 1.1 Complete Assembly - HR
[8080160100000] 1-1/4"(HP) X 30m Hose Reel-Swing L-Bracket, Drum 650mm X 230mm, Titatnium Double Waterway(Right), C/W LPCB, EN694 High Pressure Hose, C18P Jet/Spray Nozzle, Inlet: 1-1/4" BSP, BS EN671-1, Material: SS316, (Dwg No. 80801601) |  |  |  | 8080160100000 | 0321040100000 | 2.0000 | nos. |  | 1.1 Complete Assembly - HR
[8080160100000] 1-1/4"(HP) X 30m Hose Reel-Swing L-Bracket, Drum 650mm X 230mm, Titatnium Double Waterway(Right), C/W LPCB, EN694 High Pressure Hose, C18P Jet/Spray Nozzle, Inlet: 1-1/4" BSP, BS EN671-1, Material: SS316, (Dwg No. 80801601) |  |  |  | 8080160100000 | 0307250100000 | 1.0000 | nos. |  | 1.1 Complete Assembly - HR
[8080160100000] 1-1/4"(HP) X 30m Hose Reel-Swing L-Bracket, Drum 650mm X 230mm, Titatnium Double Waterway(Right), C/W LPCB, EN694 High Pressure Hose, C18P Jet/Spray Nozzle, Inlet: 1-1/4" BSP, BS EN671-1, Material: SS316, (Dwg No. 80801601) |  |  |  | 8080160100000 | 0314530100000 | 1.0000 | nos. |  | 1.1 Complete Assembly - HR
[8080160100000] 1-1/4"(HP) X 30m Hose Reel-Swing L-Bracket, Drum 650mm X 230mm, Titatnium Double Waterway(Right), C/W LPCB, EN694 High Pressure Hose, C18P Jet/Spray Nozzle, Inlet: 1-1/4" BSP, BS EN671-1, Material: SS316, (Dwg No. 80801601) |  |  |  | 8080160100000 | 0302820100000 | 12.0000 | set |  | 1.1 Complete Assembly - HR
[8080160100000] 1-1/4"(HP) X 30m Hose Reel-Swing L-Bracket, Drum 650mm X 230mm, Titatnium Double Waterway(Right), C/W LPCB, EN694 High Pressure Hose, C18P Jet/Spray Nozzle, Inlet: 1-1/4" BSP, BS EN671-1, Material: SS316, (Dwg No. 80801601) |  |  |  | 8080160100000 | 0321050200000 | 1.0000 | nos. |  | 1.1 Complete Assembly - HR
[8080160100000] 1-1/4"(HP) X 30m Hose Reel-Swing L-Bracket, Drum 650mm X 230mm, Titatnium Double Waterway(Right), C/W LPCB, EN694 High Pressure Hose, C18P Jet/Spray Nozzle, Inlet: 1-1/4" BSP, BS EN671-1, Material: SS316, (Dwg No. 80801601) |  |  |  | 8080160100000 | 0321170200000 | 1.0000 | nos. |  | 1.1 Complete Assembly - HR
[8080160100000] 1-1/4"(HP) X 30m Hose Reel-Swing L-Bracket, Drum 650mm X 230mm, Titatnium Double Waterway(Right), C/W LPCB, EN694 High Pressure Hose, C18P Jet/Spray Nozzle, Inlet: 1-1/4" BSP, BS EN671-1, Material: SS316, (Dwg No. 80801601) |  |  |  | 8080160100000 | 0311440000000 | 1.0000 | nos. |  | 1.1 Complete Assembly - HR
[8080160100000] 1-1/4"(HP) X 30m Hose Reel-Swing L-Bracket, Drum 650mm X 230mm, Titatnium Double Waterway(Right), C/W LPCB, EN694 High Pressure Hose, C18P Jet/Spray Nozzle, Inlet: 1-1/4" BSP, BS EN671-1, Material: SS316, (Dwg No. 80801601) |  |  |  | 8080160100000 | 0319000000000 | 1.0000 | nos. |  | 1.1 Complete Assembly - HR
[8080160100000] 1-1/4"(HP) X 30m Hose Reel-Swing L-Bracket, Drum 650mm X 230mm, Titatnium Double Waterway(Right), C/W LPCB, EN694 High Pressure Hose, C18P Jet/Spray Nozzle, Inlet: 1-1/4" BSP, BS EN671-1, Material: SS316, (Dwg No. 80801601) |  |  |  | 8080160100000 | 0321160200000 | 1.0000 | nos. |  | 1.1 Complete Assembly - HR
[8080160100000] 1-1/4"(HP) X 30m Hose Reel-Swing L-Bracket, Drum 650mm X 230mm, Titatnium Double Waterway(Right), C/W LPCB, EN694 High Pressure Hose, C18P Jet/Spray Nozzle, Inlet: 1-1/4" BSP, BS EN671-1, Material: SS316, (Dwg No. 80801601) |  |  |  | 8080160100000 | 0320880400000 | 1.0000 | nos. |  | 1.1 Complete Assembly - HR
[8080160100000] 1-1/4"(HP) X 30m Hose Reel-Swing L-Bracket, Drum 650mm X 230mm, Titatnium Double Waterway(Right), C/W LPCB, EN694 High Pressure Hose, C18P Jet/Spray Nozzle, Inlet: 1-1/4" BSP, BS EN671-1, Material: SS316, (Dwg No. 80801601) |  |  |  | 8080160100000 | 0321030100000 | 4.0000 | nos. |  | 1.1 Complete Assembly - HR
[8080160100000] 1-1/4"(HP) X 30m Hose Reel-Swing L-Bracket, Drum 650mm X 230mm, Titatnium Double Waterway(Right), C/W LPCB, EN694 High Pressure Hose, C18P Jet/Spray Nozzle, Inlet: 1-1/4" BSP, BS EN671-1, Material: SS316, (Dwg No. 80801601) |  |  |  | 8080160100000 | 0314530200000 | 1.0000 | nos. |  | 1.1 Complete Assembly - HR
[8080160100000] 1-1/4"(HP) X 30m Hose Reel-Swing L-Bracket, Drum 650mm X 230mm, Titatnium Double Waterway(Right), C/W LPCB, EN694 High Pressure Hose, C18P Jet/Spray Nozzle, Inlet: 1-1/4" BSP, BS EN671-1, Material: SS316, (Dwg No. 80801601) |  |  |  | 8080160100000 | 0323751200000 | 2.0000 | nos. |  | 1.1 Complete Assembly - HR
[8080160100000] 1-1/4"(HP) X 30m Hose Reel-Swing L-Bracket, Drum 650mm X 230mm, Titatnium Double Waterway(Right), C/W LPCB, EN694 High Pressure Hose, C18P Jet/Spray Nozzle, Inlet: 1-1/4" BSP, BS EN671-1, Material: SS316, (Dwg No. 80801601) |  |  |  | 8080160100000 | 0321140100000 | 1.0000 | nos. |  | 1.1 Complete Assembly - HR
[8080180000000] 1-1/2" x 30m Continuous Hose Reel Complete Assy Cw Reel Drum FM Approval - Left Inlet Cw 1-1/2" BSP Elbow LG2 Waterway, Red Colour, 20Bar Hose, Removable Hand Crank, Adjustable Brake, C18P Jet/Spray Nozzle, Inlet: 1.5" BSP(M) Swivel, Material: Carbon Steel |  |  |  | 8080180000000 | 0319000000000 | 1.0000 | nos. |  | 1.1 Complete Assembly - HR
[8080180000000] 1-1/2" x 30m Continuous Hose Reel Complete Assy Cw Reel Drum FM Approval - Left Inlet Cw 1-1/2" BSP Elbow LG2 Waterway, Red Colour, 20Bar Hose, Removable Hand Crank, Adjustable Brake, C18P Jet/Spray Nozzle, Inlet: 1.5" BSP(M) Swivel, Material: Carbon Steel |  |  |  | 8080180000000 | 0301350100000 | 1.0000 | nos. |  | 1.1 Complete Assembly - HR
[8080180000000] 1-1/2" x 30m Continuous Hose Reel Complete Assy Cw Reel Drum FM Approval - Left Inlet Cw 1-1/2" BSP Elbow LG2 Waterway, Red Colour, 20Bar Hose, Removable Hand Crank, Adjustable Brake, C18P Jet/Spray Nozzle, Inlet: 1.5" BSP(M) Swivel, Material: Carbon Steel |  |  |  | 8080180000000 | 0323090000000 | 1.0000 | nos. |  | 1.1 Complete Assembly - HR
[8080180000000] 1-1/2" x 30m Continuous Hose Reel Complete Assy Cw Reel Drum FM Approval - Left Inlet Cw 1-1/2" BSP Elbow LG2 Waterway, Red Colour, 20Bar Hose, Removable Hand Crank, Adjustable Brake, C18P Jet/Spray Nozzle, Inlet: 1.5" BSP(M) Swivel, Material: Carbon Steel |  |  |  | 8080180000000 | 0304400000000 | 1.0000 | nos. |  | 1.1 Complete Assembly - HR
[8080180000000] 1-1/2" x 30m Continuous Hose Reel Complete Assy Cw Reel Drum FM Approval - Left Inlet Cw 1-1/2" BSP Elbow LG2 Waterway, Red Colour, 20Bar Hose, Removable Hand Crank, Adjustable Brake, C18P Jet/Spray Nozzle, Inlet: 1.5" BSP(M) Swivel, Material: Carbon Steel |  |  |  | 8080180000000 | 0320420000000 | 1.0000 | nos. |  | 1.1 Complete Assembly - HR
[8080180000000] 1-1/2" x 30m Continuous Hose Reel Complete Assy Cw Reel Drum FM Approval - Left Inlet Cw 1-1/2" BSP Elbow LG2 Waterway, Red Colour, 20Bar Hose, Removable Hand Crank, Adjustable Brake, C18P Jet/Spray Nozzle, Inlet: 1.5" BSP(M) Swivel, Material: Carbon Steel |  |  |  | 8080180000000 | 8080180300000 | 1.0000 | nos. |  | 1.1 Complete Assembly - HR
[8080180000000] 1-1/2" x 30m Continuous Hose Reel Complete Assy Cw Reel Drum FM Approval - Left Inlet Cw 1-1/2" BSP Elbow LG2 Waterway, Red Colour, 20Bar Hose, Removable Hand Crank, Adjustable Brake, C18P Jet/Spray Nozzle, Inlet: 1.5" BSP(M) Swivel, Material: Carbon Steel |  |  |  | 8080180000000 | 0318080900000 | 1.0000 | nos. |  | 1.1 Complete Assembly - HR
[8080180000000] 1-1/2" x 30m Continuous Hose Reel Complete Assy Cw Reel Drum FM Approval - Left Inlet Cw 1-1/2" BSP Elbow LG2 Waterway, Red Colour, 20Bar Hose, Removable Hand Crank, Adjustable Brake, C18P Jet/Spray Nozzle, Inlet: 1.5" BSP(M) Swivel, Material: Carbon Steel |  |  |  | 8080180000000 | 0318311100000 | 1.0000 | nos. |  | 1.1 Complete Assembly - HR
[8080180000000] 1-1/2" x 30m Continuous Hose Reel Complete Assy Cw Reel Drum FM Approval - Left Inlet Cw 1-1/2" BSP Elbow LG2 Waterway, Red Colour, 20Bar Hose, Removable Hand Crank, Adjustable Brake, C18P Jet/Spray Nozzle, Inlet: 1.5" BSP(M) Swivel, Material: Carbon Steel |  |  |  | 8080180000000 | 0321020500000 | 1.0000 | nos. |  | 1.1 Complete Assembly - HR
[8080180000000] 1-1/2" x 30m Continuous Hose Reel Complete Assy Cw Reel Drum FM Approval - Left Inlet Cw 1-1/2" BSP Elbow LG2 Waterway, Red Colour, 20Bar Hose, Removable Hand Crank, Adjustable Brake, C18P Jet/Spray Nozzle, Inlet: 1.5" BSP(M) Swivel, Material: Carbon Steel |  |  |  | 8080180000000 | 0321030400000 | 2.0000 | nos. |  | 1.1 Complete Assembly - HR
[8080180022001] 1-1/2" x 30m Continuous Hose Reel Complete Assy Cw Reel Drum FM Approval - Left Inlet Cw 1-1/2" ANSI#150FF Elbow LG2 Waterway, Red Colour, 20Bar Hose, Removable Hand Crank, Adjustable Brake, C18P Jet/Spray Nozzle, Inlet: 2" Storz Swivel, Material: Carbon Steel |  |  |  | 8080180022001 | 0321020500000 | 1.0000 | nos. |  | 1.1 Complete Assembly - HR
[8080180022001] 1-1/2" x 30m Continuous Hose Reel Complete Assy Cw Reel Drum FM Approval - Left Inlet Cw 1-1/2" ANSI#150FF Elbow LG2 Waterway, Red Colour, 20Bar Hose, Removable Hand Crank, Adjustable Brake, C18P Jet/Spray Nozzle, Inlet: 2" Storz Swivel, Material: Carbon Steel |  |  |  | 8080180022001 | 0301350100000 | 1.0000 | nos. |  | 1.1 Complete Assembly - HR
[8080180022001] 1-1/2" x 30m Continuous Hose Reel Complete Assy Cw Reel Drum FM Approval - Left Inlet Cw 1-1/2" ANSI#150FF Elbow LG2 Waterway, Red Colour, 20Bar Hose, Removable Hand Crank, Adjustable Brake, C18P Jet/Spray Nozzle, Inlet: 2" Storz Swivel, Material: Carbon Steel |  |  |  | 8080180022001 | 0317390900000 | 1.0000 | nos. |  | 1.1 Complete Assembly - HR
[8080180022001] 1-1/2" x 30m Continuous Hose Reel Complete Assy Cw Reel Drum FM Approval - Left Inlet Cw 1-1/2" ANSI#150FF Elbow LG2 Waterway, Red Colour, 20Bar Hose, Removable Hand Crank, Adjustable Brake, C18P Jet/Spray Nozzle, Inlet: 2" Storz Swivel, Material: Carbon Steel |  |  |  | 8080180022001 | 0318311100000 | 1.0000 | nos. |  | 1.1 Complete Assembly - HR
[8080180022001] 1-1/2" x 30m Continuous Hose Reel Complete Assy Cw Reel Drum FM Approval - Left Inlet Cw 1-1/2" ANSI#150FF Elbow LG2 Waterway, Red Colour, 20Bar Hose, Removable Hand Crank, Adjustable Brake, C18P Jet/Spray Nozzle, Inlet: 2" Storz Swivel, Material: Carbon Steel |  |  |  | 8080180022001 | 0318800100000 | 1.0000 | nos. |  | 1.1 Complete Assembly - HR
[8080180022001] 1-1/2" x 30m Continuous Hose Reel Complete Assy Cw Reel Drum FM Approval - Left Inlet Cw 1-1/2" ANSI#150FF Elbow LG2 Waterway, Red Colour, 20Bar Hose, Removable Hand Crank, Adjustable Brake, C18P Jet/Spray Nozzle, Inlet: 2" Storz Swivel, Material: Carbon Steel |  |  |  | 8080180022001 | 0323983600000 | 2.0000 | nos. |  | 1.1 Complete Assembly - HR
[8080180022001] 1-1/2" x 30m Continuous Hose Reel Complete Assy Cw Reel Drum FM Approval - Left Inlet Cw 1-1/2" ANSI#150FF Elbow LG2 Waterway, Red Colour, 20Bar Hose, Removable Hand Crank, Adjustable Brake, C18P Jet/Spray Nozzle, Inlet: 2" Storz Swivel, Material: Carbon Steel |  |  |  | 8080180022001 | 0323926600000 | 4.0000 | set |  | 1.1 Complete Assembly - HR
[8080180022001] 1-1/2" x 30m Continuous Hose Reel Complete Assy Cw Reel Drum FM Approval - Left Inlet Cw 1-1/2" ANSI#150FF Elbow LG2 Waterway, Red Colour, 20Bar Hose, Removable Hand Crank, Adjustable Brake, C18P Jet/Spray Nozzle, Inlet: 2" Storz Swivel, Material: Carbon Steel |  |  |  | 8080180022001 | 0320620500000 | 1.0000 | nos. |  | 1.1 Complete Assembly - HR
[8080180022001] 1-1/2" x 30m Continuous Hose Reel Complete Assy Cw Reel Drum FM Approval - Left Inlet Cw 1-1/2" ANSI#150FF Elbow LG2 Waterway, Red Colour, 20Bar Hose, Removable Hand Crank, Adjustable Brake, C18P Jet/Spray Nozzle, Inlet: 2" Storz Swivel, Material: Carbon Steel |  |  |  | 8080180022001 | 0313940700000 | 2.0000 | nos. |  | 1.1 Complete Assembly - HR
[8080180022001] 1-1/2" x 30m Continuous Hose Reel Complete Assy Cw Reel Drum FM Approval - Left Inlet Cw 1-1/2" ANSI#150FF Elbow LG2 Waterway, Red Colour, 20Bar Hose, Removable Hand Crank, Adjustable Brake, C18P Jet/Spray Nozzle, Inlet: 2" Storz Swivel, Material: Carbon Steel |  |  |  | 8080180022001 | 0319930200000 | 1.0000 | nos. |  | 1.1 Complete Assembly - HR
[8080180022001] 1-1/2" x 30m Continuous Hose Reel Complete Assy Cw Reel Drum FM Approval - Left Inlet Cw 1-1/2" ANSI#150FF Elbow LG2 Waterway, Red Colour, 20Bar Hose, Removable Hand Crank, Adjustable Brake, C18P Jet/Spray Nozzle, Inlet: 2" Storz Swivel, Material: Carbon Steel |  |  |  | 8080180022001 | 0320420000000 | 1.0000 | nos. |  | 1.1 Complete Assembly - HR
[8080180022001] 1-1/2" x 30m Continuous Hose Reel Complete Assy Cw Reel Drum FM Approval - Left Inlet Cw 1-1/2" ANSI#150FF Elbow LG2 Waterway, Red Colour, 20Bar Hose, Removable Hand Crank, Adjustable Brake, C18P Jet/Spray Nozzle, Inlet: 2" Storz Swivel, Material: Carbon Steel |  |  |  | 8080180022001 | 0309680200000 | 8.0000 | nos. |  | 1.1 Complete Assembly - HR
[8080180022001] 1-1/2" x 30m Continuous Hose Reel Complete Assy Cw Reel Drum FM Approval - Left Inlet Cw 1-1/2" ANSI#150FF Elbow LG2 Waterway, Red Colour, 20Bar Hose, Removable Hand Crank, Adjustable Brake, C18P Jet/Spray Nozzle, Inlet: 2" Storz Swivel, Material: Carbon Steel |  |  |  | 8080180022001 | 0323510200000 | 1.0000 | nos. |  | 1.1 Complete Assembly - HR
[8080180022001] 1-1/2" x 30m Continuous Hose Reel Complete Assy Cw Reel Drum FM Approval - Left Inlet Cw 1-1/2" ANSI#150FF Elbow LG2 Waterway, Red Colour, 20Bar Hose, Removable Hand Crank, Adjustable Brake, C18P Jet/Spray Nozzle, Inlet: 2" Storz Swivel, Material: Carbon Steel |  |  |  | 8080180022001 | 0323710000000 | 1.0000 | nos. |  | 1.1 Complete Assembly - HR
[8080180022001] 1-1/2" x 30m Continuous Hose Reel Complete Assy Cw Reel Drum FM Approval - Left Inlet Cw 1-1/2" ANSI#150FF Elbow LG2 Waterway, Red Colour, 20Bar Hose, Removable Hand Crank, Adjustable Brake, C18P Jet/Spray Nozzle, Inlet: 2" Storz Swivel, Material: Carbon Steel |  |  |  | 8080180022001 | 0322070400000 | 4.0000 | nos. |  | 1.1 Complete Assembly - HR
[8080180022001] 1-1/2" x 30m Continuous Hose Reel Complete Assy Cw Reel Drum FM Approval - Left Inlet Cw 1-1/2" ANSI#150FF Elbow LG2 Waterway, Red Colour, 20Bar Hose, Removable Hand Crank, Adjustable Brake, C18P Jet/Spray Nozzle, Inlet: 2" Storz Swivel, Material: Carbon Steel |  |  |  | 8080180022001 | 0304400000000 | 2.0000 | nos. |  | 1.1 Complete Assembly - HR
[8080180022001] 1-1/2" x 30m Continuous Hose Reel Complete Assy Cw Reel Drum FM Approval - Left Inlet Cw 1-1/2" ANSI#150FF Elbow LG2 Waterway, Red Colour, 20Bar Hose, Removable Hand Crank, Adjustable Brake, C18P Jet/Spray Nozzle, Inlet: 2" Storz Swivel, Material: Carbon Steel |  |  |  | 8080180022001 | 0318080000000 | 1.0000 | nos. |  | 1.1 Complete Assembly - HR
[8080180022001] 1-1/2" x 30m Continuous Hose Reel Complete Assy Cw Reel Drum FM Approval - Left Inlet Cw 1-1/2" ANSI#150FF Elbow LG2 Waterway, Red Colour, 20Bar Hose, Removable Hand Crank, Adjustable Brake, C18P Jet/Spray Nozzle, Inlet: 2" Storz Swivel, Material: Carbon Steel |  |  |  | 8080180022001 | 0319000000000 | 1.0000 | nos. |  | 1.1 Complete Assembly - HR
[8080180022001] 1-1/2" x 30m Continuous Hose Reel Complete Assy Cw Reel Drum FM Approval - Left Inlet Cw 1-1/2" ANSI#150FF Elbow LG2 Waterway, Red Colour, 20Bar Hose, Removable Hand Crank, Adjustable Brake, C18P Jet/Spray Nozzle, Inlet: 2" Storz Swivel, Material: Carbon Steel |  |  |  | 8080180022001 | 0321030400000 | 2.0000 | nos. |  | 1.1 Complete Assembly - HR
[8080180100000] 1-1/2" Continuous Hose Reel Drum Only Cw FM Approval - Left Inlet Cw 1-1/2" BSP Elbow LG2 Waterway, Red Colour, WP 20Bar, Removable Hand Crank, Adjustable Brake, Material: Stainless Steel |  |  |  | 8080180100000 | 0316250300000 | 0.0250 | nos. |  | 1.1 Complete Assembly - HR
[8080180100000] 1-1/2" Continuous Hose Reel Drum Only Cw FM Approval - Left Inlet Cw 1-1/2" BSP Elbow LG2 Waterway, Red Colour, WP 20Bar, Removable Hand Crank, Adjustable Brake, Material: Stainless Steel |  |  |  | 8080180100000 | 0313660100000 | 0.2000 | nos. |  | 1.1 Complete Assembly - HR
[8080180100000] 1-1/2" Continuous Hose Reel Drum Only Cw FM Approval - Left Inlet Cw 1-1/2" BSP Elbow LG2 Waterway, Red Colour, WP 20Bar, Removable Hand Crank, Adjustable Brake, Material: Stainless Steel |  |  |  | 8080180100000 | 0323921700000 | 0.0167 | nos. |  | 1.1 Complete Assembly - HR
[8080180100000] 1-1/2" Continuous Hose Reel Drum Only Cw FM Approval - Left Inlet Cw 1-1/2" BSP Elbow LG2 Waterway, Red Colour, WP 20Bar, Removable Hand Crank, Adjustable Brake, Material: Stainless Steel |  |  |  | 8080180100000 | 0314550700000 | 0.0400 | pcs |  | 1.1 Complete Assembly - HR
[8080180100000] 1-1/2" Continuous Hose Reel Drum Only Cw FM Approval - Left Inlet Cw 1-1/2" BSP Elbow LG2 Waterway, Red Colour, WP 20Bar, Removable Hand Crank, Adjustable Brake, Material: Stainless Steel |  |  |  | 8080180100000 | 0323785400000 | 4.0000 | set |  | 1.1 Complete Assembly - HR
[8080180100000] 1-1/2" Continuous Hose Reel Drum Only Cw FM Approval - Left Inlet Cw 1-1/2" BSP Elbow LG2 Waterway, Red Colour, WP 20Bar, Removable Hand Crank, Adjustable Brake, Material: Stainless Steel |  |  |  | 8080180100000 | 0309680100000 | 8.0000 | nos. |  | 1.1 Complete Assembly - HR
[8080180100000] 1-1/2" Continuous Hose Reel Drum Only Cw FM Approval - Left Inlet Cw 1-1/2" BSP Elbow LG2 Waterway, Red Colour, WP 20Bar, Removable Hand Crank, Adjustable Brake, Material: Stainless Steel |  |  |  | 8080180100000 | 0320420000000 | 1.0000 | nos. |  | 1.1 Complete Assembly - HR
[8080180100000] 1-1/2" Continuous Hose Reel Drum Only Cw FM Approval - Left Inlet Cw 1-1/2" BSP Elbow LG2 Waterway, Red Colour, WP 20Bar, Removable Hand Crank, Adjustable Brake, Material: Stainless Steel |  |  |  | 8080180100000 | 0301350300000 | 2.0000 | nos. |  | 1.1 Complete Assembly - HR
[8080180100000] 1-1/2" Continuous Hose Reel Drum Only Cw FM Approval - Left Inlet Cw 1-1/2" BSP Elbow LG2 Waterway, Red Colour, WP 20Bar, Removable Hand Crank, Adjustable Brake, Material: Stainless Steel |  |  |  | 8080180100000 | 0318990200000 | 1.0000 | nos. |  | 1.1 Complete Assembly - HR
[8080180100000] 1-1/2" Continuous Hose Reel Drum Only Cw FM Approval - Left Inlet Cw 1-1/2" BSP Elbow LG2 Waterway, Red Colour, WP 20Bar, Removable Hand Crank, Adjustable Brake, Material: Stainless Steel |  |  |  | 8080180100000 | 0311660900000 | 0.5000 | ltr |  | 1.1 Complete Assembly - HR
[8080180100000] 1-1/2" Continuous Hose Reel Drum Only Cw FM Approval - Left Inlet Cw 1-1/2" BSP Elbow LG2 Waterway, Red Colour, WP 20Bar, Removable Hand Crank, Adjustable Brake, Material: Stainless Steel |  |  |  | 8080180100000 | 0311660800000 | 0.7000 | ltr |  | 1.1 Complete Assembly - HR
[8080180100000] 1-1/2" Continuous Hose Reel Drum Only Cw FM Approval - Left Inlet Cw 1-1/2" BSP Elbow LG2 Waterway, Red Colour, WP 20Bar, Removable Hand Crank, Adjustable Brake, Material: Stainless Steel |  |  |  | 8080180100000 | 0312710500000 | 1.0000 | nos. |  | 1.1 Complete Assembly - HR
[8080180100000] 1-1/2" Continuous Hose Reel Drum Only Cw FM Approval - Left Inlet Cw 1-1/2" BSP Elbow LG2 Waterway, Red Colour, WP 20Bar, Removable Hand Crank, Adjustable Brake, Material: Stainless Steel |  |  |  | 8080180100000 | 0316250000000 | 0.2000 | pcs |  | 1.1 Complete Assembly - HR
[8080180100000] 1-1/2" Continuous Hose Reel Drum Only Cw FM Approval - Left Inlet Cw 1-1/2" BSP Elbow LG2 Waterway, Red Colour, WP 20Bar, Removable Hand Crank, Adjustable Brake, Material: Stainless Steel |  |  |  | 8080180100000 | 0321360100000 | 1.3000 | nos. |  | 1.1 Complete Assembly - HR
[8080180100000] 1-1/2" Continuous Hose Reel Drum Only Cw FM Approval - Left Inlet Cw 1-1/2" BSP Elbow LG2 Waterway, Red Colour, WP 20Bar, Removable Hand Crank, Adjustable Brake, Material: Stainless Steel |  |  |  | 8080180100000 | 0301460000000 | 1.0000 | nos. |  | 1.1 Complete Assembly - HR
[8080180100000] 1-1/2" Continuous Hose Reel Drum Only Cw FM Approval - Left Inlet Cw 1-1/2" BSP Elbow LG2 Waterway, Red Colour, WP 20Bar, Removable Hand Crank, Adjustable Brake, Material: Stainless Steel |  |  |  | 8080180100000 | 0320620500000 | 1.0000 | nos. |  | 1.1 Complete Assembly - HR
[8080180100000] 1-1/2" Continuous Hose Reel Drum Only Cw FM Approval - Left Inlet Cw 1-1/2" BSP Elbow LG2 Waterway, Red Colour, WP 20Bar, Removable Hand Crank, Adjustable Brake, Material: Stainless Steel |  |  |  | 8080180100000 | 0322070300000 | 4.0000 | nos. |  | 1.1 Complete Assembly - HR
[8080180100000] 1-1/2" Continuous Hose Reel Drum Only Cw FM Approval - Left Inlet Cw 1-1/2" BSP Elbow LG2 Waterway, Red Colour, WP 20Bar, Removable Hand Crank, Adjustable Brake, Material: Stainless Steel |  |  |  | 8080180100000 | 0321360200000 | 0.3600 | nos. |  | 1.1 Complete Assembly - HR
[8080180100000] 1-1/2" Continuous Hose Reel Drum Only Cw FM Approval - Left Inlet Cw 1-1/2" BSP Elbow LG2 Waterway, Red Colour, WP 20Bar, Removable Hand Crank, Adjustable Brake, Material: Stainless Steel |  |  |  | 8080180100000 | 0323976200000 | 2.0000 | nos. |  | 1.1 Complete Assembly - HR
[8080180123001] Lingjack 1.5" Continuous Flow Hose Reel, 1 Layer Of Red Marine Paint,c/w SS316L Reel, SS316L Removable Hand Crank, Adjustable Brake, 1.5" X 30m Hose, Outlet: 2.5" BS336 Instantaneous Coupling, Design Pressure: 20Bar, Test Pressure: 22Bar, SS316 |  |  |  | 8080180123001 | 0323510100000 | 1.0000 | nos. |  | 1.1 Complete Assembly - HR
[8080180123001] Lingjack 1.5" Continuous Flow Hose Reel, 1 Layer Of Red Marine Paint,c/w SS316L Reel, SS316L Removable Hand Crank, Adjustable Brake, 1.5" X 30m Hose, Outlet: 2.5" BS336 Instantaneous Coupling, Design Pressure: 20Bar, Test Pressure: 22Bar, SS316 |  |  |  | 8080180123001 | 0309680100000 | 8.0000 | nos. |  | 1.1 Complete Assembly - HR
[8080180123001] Lingjack 1.5" Continuous Flow Hose Reel, 1 Layer Of Red Marine Paint,c/w SS316L Reel, SS316L Removable Hand Crank, Adjustable Brake, 1.5" X 30m Hose, Outlet: 2.5" BS336 Instantaneous Coupling, Design Pressure: 20Bar, Test Pressure: 22Bar, SS316 |  |  |  | 8080180123001 | 0318080900000 | 1.0000 | nos. |  | 1.1 Complete Assembly - HR
[8080180123001] Lingjack 1.5" Continuous Flow Hose Reel, 1 Layer Of Red Marine Paint,c/w SS316L Reel, SS316L Removable Hand Crank, Adjustable Brake, 1.5" X 30m Hose, Outlet: 2.5" BS336 Instantaneous Coupling, Design Pressure: 20Bar, Test Pressure: 22Bar, SS316 |  |  |  | 8080180123001 | 0304400000000 | 2.0000 | nos. |  | 1.1 Complete Assembly - HR
[8080180123001] Lingjack 1.5" Continuous Flow Hose Reel, 1 Layer Of Red Marine Paint,c/w SS316L Reel, SS316L Removable Hand Crank, Adjustable Brake, 1.5" X 30m Hose, Outlet: 2.5" BS336 Instantaneous Coupling, Design Pressure: 20Bar, Test Pressure: 22Bar, SS316 |  |  |  | 8080180123001 | 0321030200000 | 2.0000 | nos. |  | 1.1 Complete Assembly - HR
[8080180123001] Lingjack 1.5" Continuous Flow Hose Reel, 1 Layer Of Red Marine Paint,c/w SS316L Reel, SS316L Removable Hand Crank, Adjustable Brake, 1.5" X 30m Hose, Outlet: 2.5" BS336 Instantaneous Coupling, Design Pressure: 20Bar, Test Pressure: 22Bar, SS316 |  |  |  | 8080180123001 | 0323976200000 | 2.0000 | nos. |  | 1.1 Complete Assembly - HR
[8080180123001] Lingjack 1.5" Continuous Flow Hose Reel, 1 Layer Of Red Marine Paint,c/w SS316L Reel, SS316L Removable Hand Crank, Adjustable Brake, 1.5" X 30m Hose, Outlet: 2.5" BS336 Instantaneous Coupling, Design Pressure: 20Bar, Test Pressure: 22Bar, SS316 |  |  |  | 8080180123001 | 0301350100000 | 1.0000 | nos. |  | 1.1 Complete Assembly - HR
[8080180123001] Lingjack 1.5" Continuous Flow Hose Reel, 1 Layer Of Red Marine Paint,c/w SS316L Reel, SS316L Removable Hand Crank, Adjustable Brake, 1.5" X 30m Hose, Outlet: 2.5" BS336 Instantaneous Coupling, Design Pressure: 20Bar, Test Pressure: 22Bar, SS316 |  |  |  | 8080180123001 | 0322070300000 | 4.0000 | nos. |  | 1.1 Complete Assembly - HR
[8080180123001] Lingjack 1.5" Continuous Flow Hose Reel, 1 Layer Of Red Marine Paint,c/w SS316L Reel, SS316L Removable Hand Crank, Adjustable Brake, 1.5" X 30m Hose, Outlet: 2.5" BS336 Instantaneous Coupling, Design Pressure: 20Bar, Test Pressure: 22Bar, SS316 |  |  |  | 8080180123001 | 0314580500000 | 1.0000 | nos. |  | 1.1 Complete Assembly - HR
[8080180123001] Lingjack 1.5" Continuous Flow Hose Reel, 1 Layer Of Red Marine Paint,c/w SS316L Reel, SS316L Removable Hand Crank, Adjustable Brake, 1.5" X 30m Hose, Outlet: 2.5" BS336 Instantaneous Coupling, Design Pressure: 20Bar, Test Pressure: 22Bar, SS316 |  |  |  | 8080180123001 | 0323785400000 | 4.0000 | set |  | 1.1 Complete Assembly - HR
[8080180123001] Lingjack 1.5" Continuous Flow Hose Reel, 1 Layer Of Red Marine Paint,c/w SS316L Reel, SS316L Removable Hand Crank, Adjustable Brake, 1.5" X 30m Hose, Outlet: 2.5" BS336 Instantaneous Coupling, Design Pressure: 20Bar, Test Pressure: 22Bar, SS316 |  |  |  | 8080180123001 | 0320620500000 | 1.0000 | nos. |  | 1.1 Complete Assembly - HR
[8080180123002] 1-1/2" x 30m Continuous Hose Reel Cw Reel Drum FM Approval - Left Inlet Cw 1-1/2" NST Elbow LG2 Waterway, Red Colour, 20Bar Hose, Adjustable Brake, C18P Jet/Spray Nozzle Inlet: 1.5" NPT(M) Swivel, Material: Stainless Steel |  |  |  | 8080180123002 | 0318080900000 | 1.0000 | nos. |  | 1.1 Complete Assembly - HR
[8080180123002] 1-1/2" x 30m Continuous Hose Reel Cw Reel Drum FM Approval - Left Inlet Cw 1-1/2" NST Elbow LG2 Waterway, Red Colour, 20Bar Hose, Adjustable Brake, C18P Jet/Spray Nozzle Inlet: 1.5" NPT(M) Swivel, Material: Stainless Steel |  |  |  | 8080180123002 | 0322300100000 | 1.0000 | nos. |  | 1.1 Complete Assembly - HR
[8080180123002] 1-1/2" x 30m Continuous Hose Reel Cw Reel Drum FM Approval - Left Inlet Cw 1-1/2" NST Elbow LG2 Waterway, Red Colour, 20Bar Hose, Adjustable Brake, C18P Jet/Spray Nozzle Inlet: 1.5" NPT(M) Swivel, Material: Stainless Steel |  |  |  | 8080180123002 | 0320420000000 | 2.0000 | nos. |  | 1.1 Complete Assembly - HR
[8080180123002] 1-1/2" x 30m Continuous Hose Reel Cw Reel Drum FM Approval - Left Inlet Cw 1-1/2" NST Elbow LG2 Waterway, Red Colour, 20Bar Hose, Adjustable Brake, C18P Jet/Spray Nozzle Inlet: 1.5" NPT(M) Swivel, Material: Stainless Steel |  |  |  | 8080180123002 | 0304400000000 | 2.0000 | nos. |  | 1.1 Complete Assembly - HR
[8080180123002] 1-1/2" x 30m Continuous Hose Reel Cw Reel Drum FM Approval - Left Inlet Cw 1-1/2" NST Elbow LG2 Waterway, Red Colour, 20Bar Hose, Adjustable Brake, C18P Jet/Spray Nozzle Inlet: 1.5" NPT(M) Swivel, Material: Stainless Steel |  |  |  | 8080180123002 | 0309680100000 | 8.0000 | nos. |  | 1.1 Complete Assembly - HR
[8080180123002] 1-1/2" x 30m Continuous Hose Reel Cw Reel Drum FM Approval - Left Inlet Cw 1-1/2" NST Elbow LG2 Waterway, Red Colour, 20Bar Hose, Adjustable Brake, C18P Jet/Spray Nozzle Inlet: 1.5" NPT(M) Swivel, Material: Stainless Steel |  |  |  | 8080180123002 | 0318311400000 | 1.0000 | nos. |  | 1.1 Complete Assembly - HR
[8080180123002] 1-1/2" x 30m Continuous Hose Reel Cw Reel Drum FM Approval - Left Inlet Cw 1-1/2" NST Elbow LG2 Waterway, Red Colour, 20Bar Hose, Adjustable Brake, C18P Jet/Spray Nozzle Inlet: 1.5" NPT(M) Swivel, Material: Stainless Steel |  |  |  | 8080180123002 | 0301350100000 | 1.0000 | nos. |  | 1.1 Complete Assembly - HR
[8080180123002] 1-1/2" x 30m Continuous Hose Reel Cw Reel Drum FM Approval - Left Inlet Cw 1-1/2" NST Elbow LG2 Waterway, Red Colour, 20Bar Hose, Adjustable Brake, C18P Jet/Spray Nozzle Inlet: 1.5" NPT(M) Swivel, Material: Stainless Steel |  |  |  | 8080180123002 | 0323510400000 | 1.0000 | nos. |  | 1.1 Complete Assembly - HR
[8080180123002] 1-1/2" x 30m Continuous Hose Reel Cw Reel Drum FM Approval - Left Inlet Cw 1-1/2" NST Elbow LG2 Waterway, Red Colour, 20Bar Hose, Adjustable Brake, C18P Jet/Spray Nozzle Inlet: 1.5" NPT(M) Swivel, Material: Stainless Steel |  |  |  | 8080180123002 | 0323785400000 | 4.0000 | set |  | 1.1 Complete Assembly - HR
[8080180123002] 1-1/2" x 30m Continuous Hose Reel Cw Reel Drum FM Approval - Left Inlet Cw 1-1/2" NST Elbow LG2 Waterway, Red Colour, 20Bar Hose, Adjustable Brake, C18P Jet/Spray Nozzle Inlet: 1.5" NPT(M) Swivel, Material: Stainless Steel |  |  |  | 8080180123002 | 0320620600000 | 1.0000 | nos. |  | 1.1 Complete Assembly - HR
[8080180123002] 1-1/2" x 30m Continuous Hose Reel Cw Reel Drum FM Approval - Left Inlet Cw 1-1/2" NST Elbow LG2 Waterway, Red Colour, 20Bar Hose, Adjustable Brake, C18P Jet/Spray Nozzle Inlet: 1.5" NPT(M) Swivel, Material: Stainless Steel |  |  |  | 8080180123002 | 0321030300000 | 2.0000 | nos. |  | 1.1 Complete Assembly - HR
[8080180123002] 1-1/2" x 30m Continuous Hose Reel Cw Reel Drum FM Approval - Left Inlet Cw 1-1/2" NST Elbow LG2 Waterway, Red Colour, 20Bar Hose, Adjustable Brake, C18P Jet/Spray Nozzle Inlet: 1.5" NPT(M) Swivel, Material: Stainless Steel |  |  |  | 8080180123002 | 0323976200000 | 2.0000 | nos. |  | 1.1 Complete Assembly - HR
[8080180123002] 1-1/2" x 30m Continuous Hose Reel Cw Reel Drum FM Approval - Left Inlet Cw 1-1/2" NST Elbow LG2 Waterway, Red Colour, 20Bar Hose, Adjustable Brake, C18P Jet/Spray Nozzle Inlet: 1.5" NPT(M) Swivel, Material: Stainless Steel |  |  |  | 8080180123002 | 0319000000000 | 1.0000 | nos. |  | 1.1 Complete Assembly - HR
[8080180123002] 1-1/2" x 30m Continuous Hose Reel Cw Reel Drum FM Approval - Left Inlet Cw 1-1/2" NST Elbow LG2 Waterway, Red Colour, 20Bar Hose, Adjustable Brake, C18P Jet/Spray Nozzle Inlet: 1.5" NPT(M) Swivel, Material: Stainless Steel |  |  |  | 8080180123002 | 0322070300000 | 4.0000 | nos. |  | 1.1 Complete Assembly - HR
[8080180123002] 1-1/2" x 30m Continuous Hose Reel Cw Reel Drum FM Approval - Left Inlet Cw 1-1/2" NST Elbow LG2 Waterway, Red Colour, 20Bar Hose, Adjustable Brake, C18P Jet/Spray Nozzle Inlet: 1.5" NPT(M) Swivel, Material: Stainless Steel |  |  |  | 8080180123002 | 0323090000000 | 1.0000 | nos. |  | 1.1 Complete Assembly - HR
[8080180123002] 1-1/2" x 30m Continuous Hose Reel Cw Reel Drum FM Approval - Left Inlet Cw 1-1/2" NST Elbow LG2 Waterway, Red Colour, 20Bar Hose, Adjustable Brake, C18P Jet/Spray Nozzle Inlet: 1.5" NPT(M) Swivel, Material: Stainless Steel |  |  |  | 8080180123002 | 0321020500000 | 1.0000 | nos. |  | 1.1 Complete Assembly - HR
[8080180123003] 1-1/2" x 30m Continuous Hose Reel Cw Reel Drum FM Approval - Left Inlet Cw 1-1/2" NST Elbow LG2 Waterway, Red Colour, 20Bar Hose, Adjustable Brake, Inlet: 1.5" NPT(M) Swivel, Material: Stainless Steel |  |  |  | 8080180123003 | 0323510400000 | 1.0000 | nos. |  | 1.1 Complete Assembly - HR
[8080180123003] 1-1/2" x 30m Continuous Hose Reel Cw Reel Drum FM Approval - Left Inlet Cw 1-1/2" NST Elbow LG2 Waterway, Red Colour, 20Bar Hose, Adjustable Brake, Inlet: 1.5" NPT(M) Swivel, Material: Stainless Steel |  |  |  | 8080180123003 | 0318311400000 | 1.0000 | nos. |  | 1.1 Complete Assembly - HR
[8080180123003] 1-1/2" x 30m Continuous Hose Reel Cw Reel Drum FM Approval - Left Inlet Cw 1-1/2" NST Elbow LG2 Waterway, Red Colour, 20Bar Hose, Adjustable Brake, Inlet: 1.5" NPT(M) Swivel, Material: Stainless Steel |  |  |  | 8080180123003 | 0304400000000 | 2.0000 | nos. |  | 1.1 Complete Assembly - HR
[8080180123003] 1-1/2" x 30m Continuous Hose Reel Cw Reel Drum FM Approval - Left Inlet Cw 1-1/2" NST Elbow LG2 Waterway, Red Colour, 20Bar Hose, Adjustable Brake, Inlet: 1.5" NPT(M) Swivel, Material: Stainless Steel |  |  |  | 8080180123003 | 0323976200000 | 2.0000 | nos. |  | 1.1 Complete Assembly - HR
[8080180123003] 1-1/2" x 30m Continuous Hose Reel Cw Reel Drum FM Approval - Left Inlet Cw 1-1/2" NST Elbow LG2 Waterway, Red Colour, 20Bar Hose, Adjustable Brake, Inlet: 1.5" NPT(M) Swivel, Material: Stainless Steel |  |  |  | 8080180123003 | 0322070300000 | 4.0000 | nos. |  | 1.1 Complete Assembly - HR
[8080180123003] 1-1/2" x 30m Continuous Hose Reel Cw Reel Drum FM Approval - Left Inlet Cw 1-1/2" NST Elbow LG2 Waterway, Red Colour, 20Bar Hose, Adjustable Brake, Inlet: 1.5" NPT(M) Swivel, Material: Stainless Steel |  |  |  | 8080180123003 | 0320620600000 | 1.0000 | nos. |  | 1.1 Complete Assembly - HR
[8080180123003] 1-1/2" x 30m Continuous Hose Reel Cw Reel Drum FM Approval - Left Inlet Cw 1-1/2" NST Elbow LG2 Waterway, Red Colour, 20Bar Hose, Adjustable Brake, Inlet: 1.5" NPT(M) Swivel, Material: Stainless Steel |  |  |  | 8080180123003 | 0321030300000 | 2.0000 | nos. |  | 1.1 Complete Assembly - HR
[8080180123003] 1-1/2" x 30m Continuous Hose Reel Cw Reel Drum FM Approval - Left Inlet Cw 1-1/2" NST Elbow LG2 Waterway, Red Colour, 20Bar Hose, Adjustable Brake, Inlet: 1.5" NPT(M) Swivel, Material: Stainless Steel |  |  |  | 8080180123003 | 0301350100000 | 1.0000 | nos. |  | 1.1 Complete Assembly - HR
[8080180123003] 1-1/2" x 30m Continuous Hose Reel Cw Reel Drum FM Approval - Left Inlet Cw 1-1/2" NST Elbow LG2 Waterway, Red Colour, 20Bar Hose, Adjustable Brake, Inlet: 1.5" NPT(M) Swivel, Material: Stainless Steel |  |  |  | 8080180123003 | 0309680100000 | 8.0000 | nos. |  | 1.1 Complete Assembly - HR
[8080180123003] 1-1/2" x 30m Continuous Hose Reel Cw Reel Drum FM Approval - Left Inlet Cw 1-1/2" NST Elbow LG2 Waterway, Red Colour, 20Bar Hose, Adjustable Brake, Inlet: 1.5" NPT(M) Swivel, Material: Stainless Steel |  |  |  | 8080180123003 | 0318080900000 | 1.0000 | nos. |  | 1.1 Complete Assembly - HR
[8080180123003] 1-1/2" x 30m Continuous Hose Reel Cw Reel Drum FM Approval - Left Inlet Cw 1-1/2" NST Elbow LG2 Waterway, Red Colour, 20Bar Hose, Adjustable Brake, Inlet: 1.5" NPT(M) Swivel, Material: Stainless Steel |  |  |  | 8080180123003 | 0323785400000 | 4.0000 | set |  | 1.1 Complete Assembly - HR
[8080180200000] 1-1/2" x 30m Self Contained Continuous Hose Reel Foam Station Complete Assy - Red Colour, C18P Jet/Spray Nozzle, Elkhart In-Line Eductor, Inlet: 1.5" BSP(F), 1" Air Relief Valve, Material: Carbon Steel |  |  |  | 8080180200000 | 0308136500000 | 1.0000 | nos. |  | 1.1 Complete Assembly - HR
[8080180200000] 1-1/2" x 30m Self Contained Continuous Hose Reel Foam Station Complete Assy - Red Colour, C18P Jet/Spray Nozzle, Elkhart In-Line Eductor, Inlet: 1.5" BSP(F), 1" Air Relief Valve, Material: Carbon Steel |  |  |  | 8080180200000 | 0321990200000 | 1.0000 | set |  | 1.1 Complete Assembly - HR
[8080180200000] 1-1/2" x 30m Self Contained Continuous Hose Reel Foam Station Complete Assy - Red Colour, C18P Jet/Spray Nozzle, Elkhart In-Line Eductor, Inlet: 1.5" BSP(F), 1" Air Relief Valve, Material: Carbon Steel |  |  |  | 8080180200000 | 0302080200000 | 1.0000 | nos. |  | 1.1 Complete Assembly - HR
[8080180200000] 1-1/2" x 30m Self Contained Continuous Hose Reel Foam Station Complete Assy - Red Colour, C18P Jet/Spray Nozzle, Elkhart In-Line Eductor, Inlet: 1.5" BSP(F), 1" Air Relief Valve, Material: Carbon Steel |  |  |  | 8080180200000 | 8080180000000 | 1.0000 | nos. |  | 1.1 Complete Assembly - HR
[8080180200000] 1-1/2" x 30m Self Contained Continuous Hose Reel Foam Station Complete Assy - Red Colour, C18P Jet/Spray Nozzle, Elkhart In-Line Eductor, Inlet: 1.5" BSP(F), 1" Air Relief Valve, Material: Carbon Steel |  |  |  | 8080180200000 | 0314941400000 | 2.0000 | set |  | 1.1 Complete Assembly - HR
[8080180200000] 1-1/2" x 30m Self Contained Continuous Hose Reel Foam Station Complete Assy - Red Colour, C18P Jet/Spray Nozzle, Elkhart In-Line Eductor, Inlet: 1.5" BSP(F), 1" Air Relief Valve, Material: Carbon Steel |  |  |  | 8080180200000 | 0301560100000 | 1.0000 | nos. |  | 1.1 Complete Assembly - HR
[8080180223001] 1-1/2" x 30m Self Contained Continuous Hose Reel Foam Station Complete Assy - Red Colour, 250L Foam Tank, Removable Hand Crank, Adjustable Brake, Elkhart In-Line Eductor, Inlet: 1.5" BSP(F), Outlet: 2.5" BS336 Instantaneous Coupling, Drain Valve, PVC Cover, 1" Air Relief Valve, Material: Stainless Steel |  |  |  | 8080180223001 | 8080180123001 | 1.0000 | nos. |  | 1.1 Complete Assembly - HR
[8080180223001] 1-1/2" x 30m Self Contained Continuous Hose Reel Foam Station Complete Assy - Red Colour, 250L Foam Tank, Removable Hand Crank, Adjustable Brake, Elkhart In-Line Eductor, Inlet: 1.5" BSP(F), Outlet: 2.5" BS336 Instantaneous Coupling, Drain Valve, PVC Cover, 1" Air Relief Valve, Material: Stainless Steel |  |  |  | 8080180223001 | 0314610600000 | 1.0000 | nos. |  | 1.1 Complete Assembly - HR
[8080180223001] 1-1/2" x 30m Self Contained Continuous Hose Reel Foam Station Complete Assy - Red Colour, 250L Foam Tank, Removable Hand Crank, Adjustable Brake, Elkhart In-Line Eductor, Inlet: 1.5" BSP(F), Outlet: 2.5" BS336 Instantaneous Coupling, Drain Valve, PVC Cover, 1" Air Relief Valve, Material: Stainless Steel |  |  |  | 8080180223001 | 0314941400000 | 2.0000 | set |  | 1.1 Complete Assembly - HR
[8080180223001] 1-1/2" x 30m Self Contained Continuous Hose Reel Foam Station Complete Assy - Red Colour, 250L Foam Tank, Removable Hand Crank, Adjustable Brake, Elkhart In-Line Eductor, Inlet: 1.5" BSP(F), Outlet: 2.5" BS336 Instantaneous Coupling, Drain Valve, PVC Cover, 1" Air Relief Valve, Material: Stainless Steel |  |  |  | 8080180223001 | 0301560100000 | 1.0000 | nos. |  | 1.1 Complete Assembly - HR
[8080180223001] 1-1/2" x 30m Self Contained Continuous Hose Reel Foam Station Complete Assy - Red Colour, 250L Foam Tank, Removable Hand Crank, Adjustable Brake, Elkhart In-Line Eductor, Inlet: 1.5" BSP(F), Outlet: 2.5" BS336 Instantaneous Coupling, Drain Valve, PVC Cover, 1" Air Relief Valve, Material: Stainless Steel |  |  |  | 8080180223001 | 0317390300000 | 1.0000 | nos. |  | 1.1 Complete Assembly - HR
[8080180223001] 1-1/2" x 30m Self Contained Continuous Hose Reel Foam Station Complete Assy - Red Colour, 250L Foam Tank, Removable Hand Crank, Adjustable Brake, Elkhart In-Line Eductor, Inlet: 1.5" BSP(F), Outlet: 2.5" BS336 Instantaneous Coupling, Drain Valve, PVC Cover, 1" Air Relief Valve, Material: Stainless Steel |  |  |  | 8080180223001 | 0302080200000 | 1.0000 | nos. |  | 1.1 Complete Assembly - HR
[8080180223001] 1-1/2" x 30m Self Contained Continuous Hose Reel Foam Station Complete Assy - Red Colour, 250L Foam Tank, Removable Hand Crank, Adjustable Brake, Elkhart In-Line Eductor, Inlet: 1.5" BSP(F), Outlet: 2.5" BS336 Instantaneous Coupling, Drain Valve, PVC Cover, 1" Air Relief Valve, Material: Stainless Steel |  |  |  | 8080180223001 | 0308136423001 | 1.0000 | nos. |  | 1.1 Complete Assembly - HR
[8080180223001] 1-1/2" x 30m Self Contained Continuous Hose Reel Foam Station Complete Assy - Red Colour, 250L Foam Tank, Removable Hand Crank, Adjustable Brake, Elkhart In-Line Eductor, Inlet: 1.5" BSP(F), Outlet: 2.5" BS336 Instantaneous Coupling, Drain Valve, PVC Cover, 1" Air Relief Valve, Material: Stainless Steel |  |  |  | 8080180223001 | 0323914200000 | 1.0000 | set |  | 1.1 Complete Assembly - HR
[8080180224001] 1-1/2"X30m Self Contained Hose Reel Foam Station, 1.5" Continuous Hose Reel (Drum & Drum Holder Stainless Steel C/w Removal Crank Holder, Wheel Stopper, Lubricating Nipple), Gunmetal Water Way, 250L Foam Tank Red Colour, 1-1/2” In Line Foam Eductor c/w Bronze Ball Valve, Drain Valve, 1" Air Relief Valve, Material: Stainless Steel |  |  |  | 8080180224001 | 0308136423001 | 1.0000 | nos. |  | 1.1 Complete Assembly - HR
[8080180224001] 1-1/2"X30m Self Contained Hose Reel Foam Station, 1.5" Continuous Hose Reel (Drum & Drum Holder Stainless Steel C/w Removal Crank Holder, Wheel Stopper, Lubricating Nipple), Gunmetal Water Way, 250L Foam Tank Red Colour, 1-1/2” In Line Foam Eductor c/w Bronze Ball Valve, Drain Valve, 1" Air Relief Valve, Material: Stainless Steel |  |  |  | 8080180224001 | 0322070300000 | 4.0000 | nos. |  | 1.1 Complete Assembly - HR
[8080180224001] 1-1/2"X30m Self Contained Hose Reel Foam Station, 1.5" Continuous Hose Reel (Drum & Drum Holder Stainless Steel C/w Removal Crank Holder, Wheel Stopper, Lubricating Nipple), Gunmetal Water Way, 250L Foam Tank Red Colour, 1-1/2” In Line Foam Eductor c/w Bronze Ball Valve, Drain Valve, 1" Air Relief Valve, Material: Stainless Steel |  |  |  | 8080180224001 | 0314941400000 | 2.0000 | set |  | 1.1 Complete Assembly - HR
[8080180224001] 1-1/2"X30m Self Contained Hose Reel Foam Station, 1.5" Continuous Hose Reel (Drum & Drum Holder Stainless Steel C/w Removal Crank Holder, Wheel Stopper, Lubricating Nipple), Gunmetal Water Way, 250L Foam Tank Red Colour, 1-1/2” In Line Foam Eductor c/w Bronze Ball Valve, Drain Valve, 1" Air Relief Valve, Material: Stainless Steel |  |  |  | 8080180224001 | 0323370600000 | 4.0000 | nos. |  | 1.1 Complete Assembly - HR
[8080180224001] 1-1/2"X30m Self Contained Hose Reel Foam Station, 1.5" Continuous Hose Reel (Drum & Drum Holder Stainless Steel C/w Removal Crank Holder, Wheel Stopper, Lubricating Nipple), Gunmetal Water Way, 250L Foam Tank Red Colour, 1-1/2” In Line Foam Eductor c/w Bronze Ball Valve, Drain Valve, 1" Air Relief Valve, Material: Stainless Steel |  |  |  | 8080180224001 | 0302080200000 | 1.0000 | nos. |  | 1.1 Complete Assembly - HR
[8080180224001] 1-1/2"X30m Self Contained Hose Reel Foam Station, 1.5" Continuous Hose Reel (Drum & Drum Holder Stainless Steel C/w Removal Crank Holder, Wheel Stopper, Lubricating Nipple), Gunmetal Water Way, 250L Foam Tank Red Colour, 1-1/2” In Line Foam Eductor c/w Bronze Ball Valve, Drain Valve, 1" Air Relief Valve, Material: Stainless Steel |  |  |  | 8080180224001 | 0323914200000 | 1.0000 | set |  | 1.1 Complete Assembly - HR
[8080180224001] 1-1/2"X30m Self Contained Hose Reel Foam Station, 1.5" Continuous Hose Reel (Drum & Drum Holder Stainless Steel C/w Removal Crank Holder, Wheel Stopper, Lubricating Nipple), Gunmetal Water Way, 250L Foam Tank Red Colour, 1-1/2” In Line Foam Eductor c/w Bronze Ball Valve, Drain Valve, 1" Air Relief Valve, Material: Stainless Steel |  |  |  | 8080180224001 | 0317390300000 | 1.0000 | nos. |  | 1.1 Complete Assembly - HR
[8080180224001] 1-1/2"X30m Self Contained Hose Reel Foam Station, 1.5" Continuous Hose Reel (Drum & Drum Holder Stainless Steel C/w Removal Crank Holder, Wheel Stopper, Lubricating Nipple), Gunmetal Water Way, 250L Foam Tank Red Colour, 1-1/2” In Line Foam Eductor c/w Bronze Ball Valve, Drain Valve, 1" Air Relief Valve, Material: Stainless Steel |  |  |  | 8080180224001 | 0309680100000 | 8.0000 | nos. |  | 1.1 Complete Assembly - HR
[8080180224001] 1-1/2"X30m Self Contained Hose Reel Foam Station, 1.5" Continuous Hose Reel (Drum & Drum Holder Stainless Steel C/w Removal Crank Holder, Wheel Stopper, Lubricating Nipple), Gunmetal Water Way, 250L Foam Tank Red Colour, 1-1/2” In Line Foam Eductor c/w Bronze Ball Valve, Drain Valve, 1" Air Relief Valve, Material: Stainless Steel |  |  |  | 8080180224001 | 0301560100000 | 1.0000 | nos. |  | 1.1 Complete Assembly - HR
[8080180224001] 1-1/2"X30m Self Contained Hose Reel Foam Station, 1.5" Continuous Hose Reel (Drum & Drum Holder Stainless Steel C/w Removal Crank Holder, Wheel Stopper, Lubricating Nipple), Gunmetal Water Way, 250L Foam Tank Red Colour, 1-1/2” In Line Foam Eductor c/w Bronze Ball Valve, Drain Valve, 1" Air Relief Valve, Material: Stainless Steel |  |  |  | 8080180224001 | 8080180123003 | 1.0000 | nos. |  | 1.1 Complete Assembly - HR
[8080180300000] 1-1/2" Continuous Hose Reel Drum Only Cw FM Approval - Left Inlet Cw 1-1/2" BSP Elbow LG2 Waterway, Red Colour, WP 20Bar, Removable Hand Crank, Adjustable Brake, Material: Carbon Steel |  |  |  | 8080180300000 | 0309680200000 | 8.0000 | nos. |  | 1.1 Complete Assembly - HR
[8080180300000] 1-1/2" Continuous Hose Reel Drum Only Cw FM Approval - Left Inlet Cw 1-1/2" BSP Elbow LG2 Waterway, Red Colour, WP 20Bar, Removable Hand Crank, Adjustable Brake, Material: Carbon Steel |  |  |  | 8080180300000 | 0323911700000 | 0.0400 | nos. |  | 1.1 Complete Assembly - HR
[8080180300000] 1-1/2" Continuous Hose Reel Drum Only Cw FM Approval - Left Inlet Cw 1-1/2" BSP Elbow LG2 Waterway, Red Colour, WP 20Bar, Removable Hand Crank, Adjustable Brake, Material: Carbon Steel |  |  |  | 8080180300000 | 0323926600000 | 4.0000 | set |  | 1.1 Complete Assembly - HR
[8080180300000] 1-1/2" Continuous Hose Reel Drum Only Cw FM Approval - Left Inlet Cw 1-1/2" BSP Elbow LG2 Waterway, Red Colour, WP 20Bar, Removable Hand Crank, Adjustable Brake, Material: Carbon Steel |  |  |  | 8080180300000 | 0301460000000 | 1.0000 | nos. |  | 1.1 Complete Assembly - HR
[8080180300000] 1-1/2" Continuous Hose Reel Drum Only Cw FM Approval - Left Inlet Cw 1-1/2" BSP Elbow LG2 Waterway, Red Colour, WP 20Bar, Removable Hand Crank, Adjustable Brake, Material: Carbon Steel |  |  |  | 8080180300000 | 0322070400000 | 4.0000 | nos. |  | 1.1 Complete Assembly - HR
[8080180300000] 1-1/2" Continuous Hose Reel Drum Only Cw FM Approval - Left Inlet Cw 1-1/2" BSP Elbow LG2 Waterway, Red Colour, WP 20Bar, Removable Hand Crank, Adjustable Brake, Material: Carbon Steel |  |  |  | 8080180300000 | 0303810100000 | 1.3000 | nos. |  | 1.1 Complete Assembly - HR
[8080180300000] 1-1/2" Continuous Hose Reel Drum Only Cw FM Approval - Left Inlet Cw 1-1/2" BSP Elbow LG2 Waterway, Red Colour, WP 20Bar, Removable Hand Crank, Adjustable Brake, Material: Carbon Steel |  |  |  | 8080180300000 | 0304400000000 | 1.0000 | nos. |  | 1.1 Complete Assembly - HR
[8080180300000] 1-1/2" Continuous Hose Reel Drum Only Cw FM Approval - Left Inlet Cw 1-1/2" BSP Elbow LG2 Waterway, Red Colour, WP 20Bar, Removable Hand Crank, Adjustable Brake, Material: Carbon Steel |  |  |  | 8080180300000 | 0310500000000 | 0.2000 | nos. |  | 1.1 Complete Assembly - HR
[8080180300000] 1-1/2" Continuous Hose Reel Drum Only Cw FM Approval - Left Inlet Cw 1-1/2" BSP Elbow LG2 Waterway, Red Colour, WP 20Bar, Removable Hand Crank, Adjustable Brake, Material: Carbon Steel |  |  |  | 8080180300000 | 0311660900000 | 0.5000 | ltr |  | 1.1 Complete Assembly - HR
[8080180300000] 1-1/2" Continuous Hose Reel Drum Only Cw FM Approval - Left Inlet Cw 1-1/2" BSP Elbow LG2 Waterway, Red Colour, WP 20Bar, Removable Hand Crank, Adjustable Brake, Material: Carbon Steel |  |  |  | 8080180300000 | 0320620500000 | 1.0000 | nos. |  | 1.1 Complete Assembly - HR
[8080180300000] 1-1/2" Continuous Hose Reel Drum Only Cw FM Approval - Left Inlet Cw 1-1/2" BSP Elbow LG2 Waterway, Red Colour, WP 20Bar, Removable Hand Crank, Adjustable Brake, Material: Carbon Steel |  |  |  | 8080180300000 | 0303570100000 | 0.2000 | pcs |  | 1.1 Complete Assembly - HR
[8080180300000] 1-1/2" Continuous Hose Reel Drum Only Cw FM Approval - Left Inlet Cw 1-1/2" BSP Elbow LG2 Waterway, Red Colour, WP 20Bar, Removable Hand Crank, Adjustable Brake, Material: Carbon Steel |  |  |  | 8080180300000 | 0318990200000 | 1.0000 | nos. |  | 1.1 Complete Assembly - HR
[8080180300000] 1-1/2" Continuous Hose Reel Drum Only Cw FM Approval - Left Inlet Cw 1-1/2" BSP Elbow LG2 Waterway, Red Colour, WP 20Bar, Removable Hand Crank, Adjustable Brake, Material: Carbon Steel |  |  |  | 8080180300000 | 0323983600000 | 2.0000 | nos. |  | 1.1 Complete Assembly - HR
[8080180300000] 1-1/2" Continuous Hose Reel Drum Only Cw FM Approval - Left Inlet Cw 1-1/2" BSP Elbow LG2 Waterway, Red Colour, WP 20Bar, Removable Hand Crank, Adjustable Brake, Material: Carbon Steel |  |  |  | 8080180300000 | 0311660800000 | 0.7000 | ltr |  | 1.1 Complete Assembly - HR
[8080180300000] 1-1/2" Continuous Hose Reel Drum Only Cw FM Approval - Left Inlet Cw 1-1/2" BSP Elbow LG2 Waterway, Red Colour, WP 20Bar, Removable Hand Crank, Adjustable Brake, Material: Carbon Steel |  |  |  | 8080180300000 | 0321230000000 | 0.3600 | nos. |  | 1.1 Complete Assembly - HR
[8080180400000] 1-1/2" x 30m Continuous Hose Reel Complete Assy Cw Reel Drum FM Approval - Left Inlet Cw 1-1/2" BSP Elbow LG2 Waterway, Red Colour, 20Bar Hose, Removable Hand Crank, Adjustable Brake, C18P Jet/Spray Nozzle, Inlet: 1.5" BSP(M) Swivel, Material: Stainless Steel |  |  |  | 8080180400000 | 0301350100000 | 1.0000 | nos. |  | 1.1 Complete Assembly - HR
[8080180400000] 1-1/2" x 30m Continuous Hose Reel Complete Assy Cw Reel Drum FM Approval - Left Inlet Cw 1-1/2" BSP Elbow LG2 Waterway, Red Colour, 20Bar Hose, Removable Hand Crank, Adjustable Brake, C18P Jet/Spray Nozzle, Inlet: 1.5" BSP(M) Swivel, Material: Stainless Steel |  |  |  | 8080180400000 | 0321020500000 | 1.0000 | nos. |  | 1.1 Complete Assembly - HR
[8080180400000] 1-1/2" x 30m Continuous Hose Reel Complete Assy Cw Reel Drum FM Approval - Left Inlet Cw 1-1/2" BSP Elbow LG2 Waterway, Red Colour, 20Bar Hose, Removable Hand Crank, Adjustable Brake, C18P Jet/Spray Nozzle, Inlet: 1.5" BSP(M) Swivel, Material: Stainless Steel |  |  |  | 8080180400000 | 0318311100000 | 1.0000 | nos. |  | 1.1 Complete Assembly - HR
[8080180400000] 1-1/2" x 30m Continuous Hose Reel Complete Assy Cw Reel Drum FM Approval - Left Inlet Cw 1-1/2" BSP Elbow LG2 Waterway, Red Colour, 20Bar Hose, Removable Hand Crank, Adjustable Brake, C18P Jet/Spray Nozzle, Inlet: 1.5" BSP(M) Swivel, Material: Stainless Steel |  |  |  | 8080180400000 | 8080180100000 | 1.0000 | nos. |  | 1.1 Complete Assembly - HR
[8080180400000] 1-1/2" x 30m Continuous Hose Reel Complete Assy Cw Reel Drum FM Approval - Left Inlet Cw 1-1/2" BSP Elbow LG2 Waterway, Red Colour, 20Bar Hose, Removable Hand Crank, Adjustable Brake, C18P Jet/Spray Nozzle, Inlet: 1.5" BSP(M) Swivel, Material: Stainless Steel |  |  |  | 8080180400000 | 0318080900000 | 1.0000 | nos. |  | 1.1 Complete Assembly - HR
[8080180400000] 1-1/2" x 30m Continuous Hose Reel Complete Assy Cw Reel Drum FM Approval - Left Inlet Cw 1-1/2" BSP Elbow LG2 Waterway, Red Colour, 20Bar Hose, Removable Hand Crank, Adjustable Brake, C18P Jet/Spray Nozzle, Inlet: 1.5" BSP(M) Swivel, Material: Stainless Steel |  |  |  | 8080180400000 | 0320420000000 | 1.0000 | nos. |  | 1.1 Complete Assembly - HR
[8080180400000] 1-1/2" x 30m Continuous Hose Reel Complete Assy Cw Reel Drum FM Approval - Left Inlet Cw 1-1/2" BSP Elbow LG2 Waterway, Red Colour, 20Bar Hose, Removable Hand Crank, Adjustable Brake, C18P Jet/Spray Nozzle, Inlet: 1.5" BSP(M) Swivel, Material: Stainless Steel |  |  |  | 8080180400000 | 0304400000000 | 1.0000 | nos. |  | 1.1 Complete Assembly - HR
[8080180400000] 1-1/2" x 30m Continuous Hose Reel Complete Assy Cw Reel Drum FM Approval - Left Inlet Cw 1-1/2" BSP Elbow LG2 Waterway, Red Colour, 20Bar Hose, Removable Hand Crank, Adjustable Brake, C18P Jet/Spray Nozzle, Inlet: 1.5" BSP(M) Swivel, Material: Stainless Steel |  |  |  | 8080180400000 | 0321030400000 | 2.0000 | nos. |  | 1.1 Complete Assembly - HR
[8080180400000] 1-1/2" x 30m Continuous Hose Reel Complete Assy Cw Reel Drum FM Approval - Left Inlet Cw 1-1/2" BSP Elbow LG2 Waterway, Red Colour, 20Bar Hose, Removable Hand Crank, Adjustable Brake, C18P Jet/Spray Nozzle, Inlet: 1.5" BSP(M) Swivel, Material: Stainless Steel |  |  |  | 8080180400000 | 0319000000000 | 1.0000 | nos. |  | 1.1 Complete Assembly - HR
[9070010000000] 64mm x 30m Layflat Fire Hose BS6391 Type 3, Red Colour c/w Setsco, Aluminium Alloy Instantaneous Coupling, Velcro Strap, Inlet: 64mm Male Instantaneous, Outlet: 64mm Female Instantaneous, Material: Synthetic Polydur, Inside And Outside Red Rubber lined |  |  |  | 9070010000000 | 0302900000000 | 1.0000 | nos. |  | 1.1 Complete Assembly - FH
[9070010000000] 64mm x 30m Layflat Fire Hose BS6391 Type 3, Red Colour c/w Setsco, Aluminium Alloy Instantaneous Coupling, Velcro Strap, Inlet: 64mm Male Instantaneous, Outlet: 64mm Female Instantaneous, Material: Synthetic Polydur, Inside And Outside Red Rubber lined |  |  |  | 9070010000000 | 0302920000000 | 0.0100 | nos. |  | 1.1 Complete Assembly - FH
[9070010000000] 64mm x 30m Layflat Fire Hose BS6391 Type 3, Red Colour c/w Setsco, Aluminium Alloy Instantaneous Coupling, Velcro Strap, Inlet: 64mm Male Instantaneous, Outlet: 64mm Female Instantaneous, Material: Synthetic Polydur, Inside And Outside Red Rubber lined |  |  |  | 9070010000000 | 0302910000000 | 0.1600 | kg |  | 1.1 Complete Assembly - FH
[9070010000000] 64mm x 30m Layflat Fire Hose BS6391 Type 3, Red Colour c/w Setsco, Aluminium Alloy Instantaneous Coupling, Velcro Strap, Inlet: 64mm Male Instantaneous, Outlet: 64mm Female Instantaneous, Material: Synthetic Polydur, Inside And Outside Red Rubber lined |  |  |  | 9070010000000 | 0307200000000 | 1.0000 | nos. |  | 1.1 Complete Assembly - FH
[9070010000000] 64mm x 30m Layflat Fire Hose BS6391 Type 3, Red Colour c/w Setsco, Aluminium Alloy Instantaneous Coupling, Velcro Strap, Inlet: 64mm Male Instantaneous, Outlet: 64mm Female Instantaneous, Material: Synthetic Polydur, Inside And Outside Red Rubber lined |  |  |  | 9070010000000 | 0304400000000 | 2.0000 | nos. |  | 1.1 Complete Assembly - FH
[9070010000000] 64mm x 30m Layflat Fire Hose BS6391 Type 3, Red Colour c/w Setsco, Aluminium Alloy Instantaneous Coupling, Velcro Strap, Inlet: 64mm Male Instantaneous, Outlet: 64mm Female Instantaneous, Material: Synthetic Polydur, Inside And Outside Red Rubber lined |  |  |  | 9070010000000 | 0302940000000 | 1.0000 | set |  | 1.1 Complete Assembly - FH
[9070010018002] 64mmX10m,Layflat Fire Hose,Red Colour,Aluminium Alloy Instantanous Coupling,Velco Strap,Inlet:64mm Male Instantanous,Outlet:64MM Female Instantanous,BS6391 Type 3,Rubber |  |  |  | 9070010018002 | 0302910000000 | 0.1600 | kg |  | 1.1 Complete Assembly - FH
[9070010018002] 64mmX10m,Layflat Fire Hose,Red Colour,Aluminium Alloy Instantanous Coupling,Velco Strap,Inlet:64mm Male Instantanous,Outlet:64MM Female Instantanous,BS6391 Type 3,Rubber |  |  |  | 9070010018002 | 0302920000000 | 0.0100 | nos. |  | 1.1 Complete Assembly - FH
[9070010018002] 64mmX10m,Layflat Fire Hose,Red Colour,Aluminium Alloy Instantanous Coupling,Velco Strap,Inlet:64mm Male Instantanous,Outlet:64MM Female Instantanous,BS6391 Type 3,Rubber |  |  |  | 9070010018002 | 0302940000000 | 1.0000 | set |  | 1.1 Complete Assembly - FH
[9070010018002] 64mmX10m,Layflat Fire Hose,Red Colour,Aluminium Alloy Instantanous Coupling,Velco Strap,Inlet:64mm Male Instantanous,Outlet:64MM Female Instantanous,BS6391 Type 3,Rubber |  |  |  | 9070010018002 | 0302900019001 | 1.0000 | nos. |  | 1.1 Complete Assembly - FH
[9070010018002] 64mmX10m,Layflat Fire Hose,Red Colour,Aluminium Alloy Instantanous Coupling,Velco Strap,Inlet:64mm Male Instantanous,Outlet:64MM Female Instantanous,BS6391 Type 3,Rubber |  |  |  | 9070010018002 | 0304400000000 | 2.0000 | nos. |  | 1.1 Complete Assembly - FH
[9070010018003] 64mmX20m,Layflat Fire Hose,Red Colour,Aluminium Alloy Instantanous Coupling,Velco Strap,Inlet:64mm Male Instantanous,Outlet:64MM Female Instantanous,BS6391 Type 3,Rubber |  |  |  | 9070010018003 | 0304400000000 | 2.0000 | nos. |  | 1.1 Complete Assembly - FH
[9070010018003] 64mmX20m,Layflat Fire Hose,Red Colour,Aluminium Alloy Instantanous Coupling,Velco Strap,Inlet:64mm Male Instantanous,Outlet:64MM Female Instantanous,BS6391 Type 3,Rubber |  |  |  | 9070010018003 | 0302900000000 | 0.6700 | nos. |  | 1.1 Complete Assembly - FH
[9070010018003] 64mmX20m,Layflat Fire Hose,Red Colour,Aluminium Alloy Instantanous Coupling,Velco Strap,Inlet:64mm Male Instantanous,Outlet:64MM Female Instantanous,BS6391 Type 3,Rubber |  |  |  | 9070010018003 | 0302910000000 | 0.1600 | kg |  | 1.1 Complete Assembly - FH
[9070010018003] 64mmX20m,Layflat Fire Hose,Red Colour,Aluminium Alloy Instantanous Coupling,Velco Strap,Inlet:64mm Male Instantanous,Outlet:64MM Female Instantanous,BS6391 Type 3,Rubber |  |  |  | 9070010018003 | 0302920000000 | 0.0100 | nos. |  | 1.1 Complete Assembly - FH
[9070010018003] 64mmX20m,Layflat Fire Hose,Red Colour,Aluminium Alloy Instantanous Coupling,Velco Strap,Inlet:64mm Male Instantanous,Outlet:64MM Female Instantanous,BS6391 Type 3,Rubber |  |  |  | 9070010018003 | 0302940000000 | 1.0000 | set |  | 1.1 Complete Assembly - FH
[9070010019003] 64mmX15m,Layflat Fire Hose,Red Colour,Aluminium Alloy Instantanous Coupling,Velco Strap,Inlet: 64mm Male Instantanous,Outlet: 64mm Female Instantanous,Bs6391 Type 3,Rubber |  |  |  | 9070010019003 | 0302920000000 | 0.0100 | nos. |  | 1.1 Complete Assembly - FH
[9070010019003] 64mmX15m,Layflat Fire Hose,Red Colour,Aluminium Alloy Instantanous Coupling,Velco Strap,Inlet: 64mm Male Instantanous,Outlet: 64mm Female Instantanous,Bs6391 Type 3,Rubber |  |  |  | 9070010019003 | 0302910000000 | 0.1600 | kg |  | 1.1 Complete Assembly - FH
[9070010019003] 64mmX15m,Layflat Fire Hose,Red Colour,Aluminium Alloy Instantanous Coupling,Velco Strap,Inlet: 64mm Male Instantanous,Outlet: 64mm Female Instantanous,Bs6391 Type 3,Rubber |  |  |  | 9070010019003 | 0302940000000 | 1.0000 | set |  | 1.1 Complete Assembly - FH
[9070010019003] 64mmX15m,Layflat Fire Hose,Red Colour,Aluminium Alloy Instantanous Coupling,Velco Strap,Inlet: 64mm Male Instantanous,Outlet: 64mm Female Instantanous,Bs6391 Type 3,Rubber |  |  |  | 9070010019003 | 0302900000000 | 0.5000 | nos. |  | 1.1 Complete Assembly - FH
[9070010019003] 64mmX15m,Layflat Fire Hose,Red Colour,Aluminium Alloy Instantanous Coupling,Velco Strap,Inlet: 64mm Male Instantanous,Outlet: 64mm Female Instantanous,Bs6391 Type 3,Rubber |  |  |  | 9070010019003 | 0304400000000 | 2.0000 | nos. |  | 1.1 Complete Assembly - FH
[9070010025001] 64mmX8m,Layflat Fire Hose,Red Colour,Aluminium Alloy Instantanous Coupling,Velco Strap,Inlet: 64mm Male Instantanous,Outlet: 64mm Female Instantanous,Bs6391 Type 3,Rubber |  |  |  | 9070010025001 | 0302910000000 | 0.1600 | kg |  | 1.1 Complete Assembly - FH
[9070010025001] 64mmX8m,Layflat Fire Hose,Red Colour,Aluminium Alloy Instantanous Coupling,Velco Strap,Inlet: 64mm Male Instantanous,Outlet: 64mm Female Instantanous,Bs6391 Type 3,Rubber |  |  |  | 9070010025001 | 0302920000000 | 0.0100 | nos. |  | 1.1 Complete Assembly - FH
[9070010025001] 64mmX8m,Layflat Fire Hose,Red Colour,Aluminium Alloy Instantanous Coupling,Velco Strap,Inlet: 64mm Male Instantanous,Outlet: 64mm Female Instantanous,Bs6391 Type 3,Rubber |  |  |  | 9070010025001 | 0302900000000 | 0.2700 | nos. |  | 1.1 Complete Assembly - FH
[9070010025001] 64mmX8m,Layflat Fire Hose,Red Colour,Aluminium Alloy Instantanous Coupling,Velco Strap,Inlet: 64mm Male Instantanous,Outlet: 64mm Female Instantanous,Bs6391 Type 3,Rubber |  |  |  | 9070010025001 | 0302940000000 | 1.0000 | set |  | 1.1 Complete Assembly - FH
[9070010025001] 64mmX8m,Layflat Fire Hose,Red Colour,Aluminium Alloy Instantanous Coupling,Velco Strap,Inlet: 64mm Male Instantanous,Outlet: 64mm Female Instantanous,Bs6391 Type 3,Rubber |  |  |  | 9070010025001 | 0304400000000 | 2.0000 | nos. |  | 1.1 Complete Assembly - FH
[9070010025002] 64mmX7m,Layflat Fire Hose,Red Colour,Aluminium Alloy Instantanous Coupling,Velco Strap,Inlet: 64mm Male Instantanous,Outlet: 64mm Female Instantanous,Bs6391 Type 3,Rubber |  |  |  | 9070010025002 | 0302920000000 | 0.0100 | nos. |  | 1.1 Complete Assembly - FH
[9070010025002] 64mmX7m,Layflat Fire Hose,Red Colour,Aluminium Alloy Instantanous Coupling,Velco Strap,Inlet: 64mm Male Instantanous,Outlet: 64mm Female Instantanous,Bs6391 Type 3,Rubber |  |  |  | 9070010025002 | 0302900000000 | 0.2300 | nos. |  | 1.1 Complete Assembly - FH
[9070010025002] 64mmX7m,Layflat Fire Hose,Red Colour,Aluminium Alloy Instantanous Coupling,Velco Strap,Inlet: 64mm Male Instantanous,Outlet: 64mm Female Instantanous,Bs6391 Type 3,Rubber |  |  |  | 9070010025002 | 0304400000000 | 2.0000 | nos. |  | 1.1 Complete Assembly - FH
[9070010025002] 64mmX7m,Layflat Fire Hose,Red Colour,Aluminium Alloy Instantanous Coupling,Velco Strap,Inlet: 64mm Male Instantanous,Outlet: 64mm Female Instantanous,Bs6391 Type 3,Rubber |  |  |  | 9070010025002 | 0302940000000 | 1.0000 | set |  | 1.1 Complete Assembly - FH
[9070010025002] 64mmX7m,Layflat Fire Hose,Red Colour,Aluminium Alloy Instantanous Coupling,Velco Strap,Inlet: 64mm Male Instantanous,Outlet: 64mm Female Instantanous,Bs6391 Type 3,Rubber |  |  |  | 9070010025002 | 0302910000000 | 0.1600 | kg |  | 1.1 Complete Assembly - FH
[9070010200000] 64mm x 30m,Layflat Fire Hose,Red Colour,Aluminium Alloy Instantanous Coupling,Inlet:64mm Male Instantanous,Outlet:64mm Female Instantanous,Bs 6391 Type 3,Rubber |  |  |  | 9070010200000 | 0302910000000 | 0.1600 | kg
[9070010200000] 64mm x 30m,Layflat Fire Hose,Red Colour,Aluminium Alloy Instantanous Coupling,Inlet:64mm Male Instantanous,Outlet:64mm Female Instantanous,Bs 6391 Type 3,Rubber |  |  |  | 9070010200000 | 0302940000000 | 1.0000 | set
[9070010200000] 64mm x 30m,Layflat Fire Hose,Red Colour,Aluminium Alloy Instantanous Coupling,Inlet:64mm Male Instantanous,Outlet:64mm Female Instantanous,Bs 6391 Type 3,Rubber |  |  |  | 9070010200000 | 0304400000000 | 2.0000 | nos.
[9070010200000] 64mm x 30m,Layflat Fire Hose,Red Colour,Aluminium Alloy Instantanous Coupling,Inlet:64mm Male Instantanous,Outlet:64mm Female Instantanous,Bs 6391 Type 3,Rubber |  |  |  | 9070010200000 | 0302900000000 | 1.0000 | nos.
[9070010200000] 64mm x 30m,Layflat Fire Hose,Red Colour,Aluminium Alloy Instantanous Coupling,Inlet:64mm Male Instantanous,Outlet:64mm Female Instantanous,Bs 6391 Type 3,Rubber |  |  |  | 9070010200000 | 0302920000000 | 0.0100 | nos.
[9070050000000] 64mm x 30m Layflat Fire Hose Type 1, White Colour c/w Aluminium Alloy Instantaneous Coupling, Inlet 64mm Male Instantaneous, Outlet 64mm Female Instantaneous, Material White Canvas |  |  |  | 9070050000000 | 0302920000000 | 0.0100 | nos. |  | 1.1 Complete Assembly - FH
[9070050000000] 64mm x 30m Layflat Fire Hose Type 1, White Colour c/w Aluminium Alloy Instantaneous Coupling, Inlet 64mm Male Instantaneous, Outlet 64mm Female Instantaneous, Material White Canvas |  |  |  | 9070050000000 | 0303710300000 | 1.0000 | nos. |  | 1.1 Complete Assembly - FH
[9070050000000] 64mm x 30m Layflat Fire Hose Type 1, White Colour c/w Aluminium Alloy Instantaneous Coupling, Inlet 64mm Male Instantaneous, Outlet 64mm Female Instantaneous, Material White Canvas |  |  |  | 9070050000000 | 0302910000000 | 0.1600 | kg |  | 1.1 Complete Assembly - FH
[9070050000000] 64mm x 30m Layflat Fire Hose Type 1, White Colour c/w Aluminium Alloy Instantaneous Coupling, Inlet 64mm Male Instantaneous, Outlet 64mm Female Instantaneous, Material White Canvas |  |  |  | 9070050000000 | 0322392400000 | 0.0300 | m |  | 1.1 Complete Assembly - FH
[9070050000000] 64mm x 30m Layflat Fire Hose Type 1, White Colour c/w Aluminium Alloy Instantaneous Coupling, Inlet 64mm Male Instantaneous, Outlet 64mm Female Instantaneous, Material White Canvas |  |  |  | 9070050000000 | 0302940000000 | 1.0000 | set |  | 1.1 Complete Assembly - FH
[9070050018001] 65mm X 15m, Layflat Fire Hose, White Canvas, Type 1, WP: 13Bars,Aluminium Alloy Instantaneous Male / Female Coupling,Inlet:65Mm Aluminum Alloy Instantaneous Male / Female Coupling,Outlet:65mm Aluminum Alloy Instantaneous Male / Female Coupling, BS 6391 Type1 Canvas |  |  |  | 9070050018001 | 0323926400000 | 2.0000 | nos. |  | 1.1 Complete Assembly - FH
[9070050018001] 65mm X 15m, Layflat Fire Hose, White Canvas, Type 1, WP: 13Bars,Aluminium Alloy Instantaneous Male / Female Coupling,Inlet:65Mm Aluminum Alloy Instantaneous Male / Female Coupling,Outlet:65mm Aluminum Alloy Instantaneous Male / Female Coupling, BS 6391 Type1 Canvas |  |  |  | 9070050018001 | 0303710600000 | 1.0000 | nos. |  | 1.1 Complete Assembly - FH
[9070050018001] 65mm X 15m, Layflat Fire Hose, White Canvas, Type 1, WP: 13Bars,Aluminium Alloy Instantaneous Male / Female Coupling,Inlet:65Mm Aluminum Alloy Instantaneous Male / Female Coupling,Outlet:65mm Aluminum Alloy Instantaneous Male / Female Coupling, BS 6391 Type1 Canvas |  |  |  | 9070050018001 | 0302910000000 | 0.1600 | kg |  | 1.1 Complete Assembly - FH
[9070050018001] 65mm X 15m, Layflat Fire Hose, White Canvas, Type 1, WP: 13Bars,Aluminium Alloy Instantaneous Male / Female Coupling,Inlet:65Mm Aluminum Alloy Instantaneous Male / Female Coupling,Outlet:65mm Aluminum Alloy Instantaneous Male / Female Coupling, BS 6391 Type1 Canvas |  |  |  | 9070050018001 | 0302920000000 | 0.0100 | nos. |  | 1.1 Complete Assembly - FH
[9070050018001] 65mm X 15m, Layflat Fire Hose, White Canvas, Type 1, WP: 13Bars,Aluminium Alloy Instantaneous Male / Female Coupling,Inlet:65Mm Aluminum Alloy Instantaneous Male / Female Coupling,Outlet:65mm Aluminum Alloy Instantaneous Male / Female Coupling, BS 6391 Type1 Canvas |  |  |  | 9070050018001 | 0322392500000 | 0.0300 | m |  | 1.1 Complete Assembly - FH
[9070050018001] 65mm X 15m, Layflat Fire Hose, White Canvas, Type 1, WP: 13Bars,Aluminium Alloy Instantaneous Male / Female Coupling,Inlet:65Mm Aluminum Alloy Instantaneous Male / Female Coupling,Outlet:65mm Aluminum Alloy Instantaneous Male / Female Coupling, BS 6391 Type1 Canvas |  |  |  | 9070050018001 | 0302940000000 | 1.0000 | set |  | 1.1 Complete Assembly - FH
[9070050100000] 65MM X 30M,,LAYFLAT FIRE HOSE,,WHITE COLOUR,,ALUMINIUM ALLOY INSTANTANOUS COUPLING,,INLET:65MM MALE INSTANTANOUS,,OUTLET:65MM FEMALE INSTANTANOUS,,BS 6391 TYPE1,CANVAS, |  |  |  | 9070050100000 | 0302920000000 | 0.0100 | nos.
[9070050100000] 65MM X 30M,,LAYFLAT FIRE HOSE,,WHITE COLOUR,,ALUMINIUM ALLOY INSTANTANOUS COUPLING,,INLET:65MM MALE INSTANTANOUS,,OUTLET:65MM FEMALE INSTANTANOUS,,BS 6391 TYPE1,CANVAS, |  |  |  | 9070050100000 | 0323926400000 | 2.0000 | nos.
[9070050100000] 65MM X 30M,,LAYFLAT FIRE HOSE,,WHITE COLOUR,,ALUMINIUM ALLOY INSTANTANOUS COUPLING,,INLET:65MM MALE INSTANTANOUS,,OUTLET:65MM FEMALE INSTANTANOUS,,BS 6391 TYPE1,CANVAS, |  |  |  | 9070050100000 | 0302940000000 | 1.0000 | set
[9070050100000] 65MM X 30M,,LAYFLAT FIRE HOSE,,WHITE COLOUR,,ALUMINIUM ALLOY INSTANTANOUS COUPLING,,INLET:65MM MALE INSTANTANOUS,,OUTLET:65MM FEMALE INSTANTANOUS,,BS 6391 TYPE1,CANVAS, |  |  |  | 9070050100000 | 0322392500000 | 0.0100 | m
[9070050100000] 65MM X 30M,,LAYFLAT FIRE HOSE,,WHITE COLOUR,,ALUMINIUM ALLOY INSTANTANOUS COUPLING,,INLET:65MM MALE INSTANTANOUS,,OUTLET:65MM FEMALE INSTANTANOUS,,BS 6391 TYPE1,CANVAS, |  |  |  | 9070050100000 | 0302910000000 | 0.1600 | kg
[9070050100000] 65MM X 30M,,LAYFLAT FIRE HOSE,,WHITE COLOUR,,ALUMINIUM ALLOY INSTANTANOUS COUPLING,,INLET:65MM MALE INSTANTANOUS,,OUTLET:65MM FEMALE INSTANTANOUS,,BS 6391 TYPE1,CANVAS, |  |  |  | 9070050100000 | 0303710000000 | 1.0000 | nos.
[9070070100000] 65mm x 20m,Layflat Fire Hose, White Canvas, Type 1, Wp: 13Bars,White Colour,Aluminium Alloy TCVN Coupling,Inlet:65mm TCVN Coupling,Outlet:65mm TCVN Coupling,BS 6391 Type1,Canvas |  |  |  | 9070070100000 | 0303710400000 | 1.0000 | nos.
[9070070100000] 65mm x 20m,Layflat Fire Hose, White Canvas, Type 1, Wp: 13Bars,White Colour,Aluminium Alloy TCVN Coupling,Inlet:65mm TCVN Coupling,Outlet:65mm TCVN Coupling,BS 6391 Type1,Canvas |  |  |  | 9070070100000 | 0302910000000 | 0.1600 | kg
[9070070100000] 65mm x 20m,Layflat Fire Hose, White Canvas, Type 1, Wp: 13Bars,White Colour,Aluminium Alloy TCVN Coupling,Inlet:65mm TCVN Coupling,Outlet:65mm TCVN Coupling,BS 6391 Type1,Canvas |  |  |  | 9070070100000 | 0323926400000 | 2.0000 | nos.
[9070070100000] 65mm x 20m,Layflat Fire Hose, White Canvas, Type 1, Wp: 13Bars,White Colour,Aluminium Alloy TCVN Coupling,Inlet:65mm TCVN Coupling,Outlet:65mm TCVN Coupling,BS 6391 Type1,Canvas |  |  |  | 9070070100000 | 0322392500000 | 0.0100 | m
[9070070100000] 65mm x 20m,Layflat Fire Hose, White Canvas, Type 1, Wp: 13Bars,White Colour,Aluminium Alloy TCVN Coupling,Inlet:65mm TCVN Coupling,Outlet:65mm TCVN Coupling,BS 6391 Type1,Canvas |  |  |  | 9070070100000 | 0313530100000 | 1.0000 | set
[9070140200000] 2'' Fire Hose Rack c/w 2'' Right Angle Valve c/w BSPT (M),Red Color,2"X 30m Canvas Fire Hose c/w NST(M) Outlet, NST(F) Inlet, C18 Jet Spray Nozzle c/w 2" NST (F) Thread Swivel Adaptor,Inlet: 2" BSPT (M),Eg |  |  |  | 9070140200000 | 0302920000000 | 0.0300 | nos.
[9070140200000] 2'' Fire Hose Rack c/w 2'' Right Angle Valve c/w BSPT (M),Red Color,2"X 30m Canvas Fire Hose c/w NST(M) Outlet, NST(F) Inlet, C18 Jet Spray Nozzle c/w 2" NST (F) Thread Swivel Adaptor,Inlet: 2" BSPT (M),Eg |  |  |  | 9070140200000 | 0316470000000 | 1.0000 | nos.
[9070140200000] 2'' Fire Hose Rack c/w 2'' Right Angle Valve c/w BSPT (M),Red Color,2"X 30m Canvas Fire Hose c/w NST(M) Outlet, NST(F) Inlet, C18 Jet Spray Nozzle c/w 2" NST (F) Thread Swivel Adaptor,Inlet: 2" BSPT (M),Eg |  |  |  | 9070140200000 | 0302910000000 | 0.4000 | kg
[9070140200000] 2'' Fire Hose Rack c/w 2'' Right Angle Valve c/w BSPT (M),Red Color,2"X 30m Canvas Fire Hose c/w NST(M) Outlet, NST(F) Inlet, C18 Jet Spray Nozzle c/w 2" NST (F) Thread Swivel Adaptor,Inlet: 2" BSPT (M),Eg |  |  |  | 9070140200000 | 0320420900000 | 1.0000 | nos.
[9070140200000] 2'' Fire Hose Rack c/w 2'' Right Angle Valve c/w BSPT (M),Red Color,2"X 30m Canvas Fire Hose c/w NST(M) Outlet, NST(F) Inlet, C18 Jet Spray Nozzle c/w 2" NST (F) Thread Swivel Adaptor,Inlet: 2" BSPT (M),Eg |  |  |  | 9070140200000 | 0313850200000 | 1.0000 | nos.
[9070140200000] 2'' Fire Hose Rack c/w 2'' Right Angle Valve c/w BSPT (M),Red Color,2"X 30m Canvas Fire Hose c/w NST(M) Outlet, NST(F) Inlet, C18 Jet Spray Nozzle c/w 2" NST (F) Thread Swivel Adaptor,Inlet: 2" BSPT (M),Eg |  |  |  | 9070140200000 | 0307350100000 | 23.0000 | nos.
[9070140200000] 2'' Fire Hose Rack c/w 2'' Right Angle Valve c/w BSPT (M),Red Color,2"X 30m Canvas Fire Hose c/w NST(M) Outlet, NST(F) Inlet, C18 Jet Spray Nozzle c/w 2" NST (F) Thread Swivel Adaptor,Inlet: 2" BSPT (M),Eg |  |  |  | 9070140200000 | 0315110100000 | 1.0000 | nos.
[9070140200000] 2'' Fire Hose Rack c/w 2'' Right Angle Valve c/w BSPT (M),Red Color,2"X 30m Canvas Fire Hose c/w NST(M) Outlet, NST(F) Inlet, C18 Jet Spray Nozzle c/w 2" NST (F) Thread Swivel Adaptor,Inlet: 2" BSPT (M),Eg |  |  |  | 9070140200000 | 0322392400000 | 0.0100 | m
[9070140200000] 2'' Fire Hose Rack c/w 2'' Right Angle Valve c/w BSPT (M),Red Color,2"X 30m Canvas Fire Hose c/w NST(M) Outlet, NST(F) Inlet, C18 Jet Spray Nozzle c/w 2" NST (F) Thread Swivel Adaptor,Inlet: 2" BSPT (M),Eg |  |  |  | 9070140200000 | 0323908200000 | 1.0000 | nos.
[9070140200000] 2'' Fire Hose Rack c/w 2'' Right Angle Valve c/w BSPT (M),Red Color,2"X 30m Canvas Fire Hose c/w NST(M) Outlet, NST(F) Inlet, C18 Jet Spray Nozzle c/w 2" NST (F) Thread Swivel Adaptor,Inlet: 2" BSPT (M),Eg |  |  |  | 9070140200000 | 0300410200000 | 1.0000 | nos.
[9070140200000] 2'' Fire Hose Rack c/w 2'' Right Angle Valve c/w BSPT (M),Red Color,2"X 30m Canvas Fire Hose c/w NST(M) Outlet, NST(F) Inlet, C18 Jet Spray Nozzle c/w 2" NST (F) Thread Swivel Adaptor,Inlet: 2" BSPT (M),Eg |  |  |  | 9070140200000 | 0319070600000 | 1.0000 | nos.
[9070140200000] 2'' Fire Hose Rack c/w 2'' Right Angle Valve c/w BSPT (M),Red Color,2"X 30m Canvas Fire Hose c/w NST(M) Outlet, NST(F) Inlet, C18 Jet Spray Nozzle c/w 2" NST (F) Thread Swivel Adaptor,Inlet: 2" BSPT (M),Eg |  |  |  | 9070140200000 | 0323260000000 | 1.0000 | nos.
[9070140200000] 2'' Fire Hose Rack c/w 2'' Right Angle Valve c/w BSPT (M),Red Color,2"X 30m Canvas Fire Hose c/w NST(M) Outlet, NST(F) Inlet, C18 Jet Spray Nozzle c/w 2" NST (F) Thread Swivel Adaptor,Inlet: 2" BSPT (M),Eg |  |  |  | 9070140200000 | 0308075900000 | 1.0000 | nos.
[9070140200000] 2'' Fire Hose Rack c/w 2'' Right Angle Valve c/w BSPT (M),Red Color,2"X 30m Canvas Fire Hose c/w NST(M) Outlet, NST(F) Inlet, C18 Jet Spray Nozzle c/w 2" NST (F) Thread Swivel Adaptor,Inlet: 2" BSPT (M),Eg |  |  |  | 9070140200000 | 0307340000000 | 1.0000 | nos.
[9080011518001] 2½" Bib Nose PRV - Inlet 2½” BSPT(M) Outlet 2½” BS336 Female Instantaneous, Red Color, c/w SETSCO Approval, Plastic Cap & Chain, Leather Strap & Padlock, CI Hand Wheel, Red Spring, Material: Gunmetal BS1400 LG2/CC491K |  |  |  | 9080011518001 | 0304100000000 | 1.0000 | nos. |  | 1.1.1 Bib Nosed - HP
[9080011518001] 2½" Bib Nose PRV - Inlet 2½” BSPT(M) Outlet 2½” BS336 Female Instantaneous, Red Color, c/w SETSCO Approval, Plastic Cap & Chain, Leather Strap & Padlock, CI Hand Wheel, Red Spring, Material: Gunmetal BS1400 LG2/CC491K |  |  |  | 9080011518001 | 0312170000000 | 1.0000 | nos. |  | 1.1.1 Bib Nosed - HP
[9080011518001] 2½" Bib Nose PRV - Inlet 2½” BSPT(M) Outlet 2½” BS336 Female Instantaneous, Red Color, c/w SETSCO Approval, Plastic Cap & Chain, Leather Strap & Padlock, CI Hand Wheel, Red Spring, Material: Gunmetal BS1400 LG2/CC491K |  |  |  | 9080011518001 | 0307180200000 | 1.0000 | nos. |  | 1.1.1 Bib Nosed - HP
[9080011518001] 2½" Bib Nose PRV - Inlet 2½” BSPT(M) Outlet 2½” BS336 Female Instantaneous, Red Color, c/w SETSCO Approval, Plastic Cap & Chain, Leather Strap & Padlock, CI Hand Wheel, Red Spring, Material: Gunmetal BS1400 LG2/CC491K |  |  |  | 9080011518001 | 0301690000000 | 1.0000 | nos. |  | 1.1.1 Bib Nosed - HP
[9080012318001] 2½" Bib Nose PRV - Inlet 2½” BSPT(M) Outlet 2½” BS336 Female Instantaneous, Red Color c/w SETSCO Approval, Plastic Cap & Steel Rope, Leather Strap & Padlock, CI Hand Wheel, Red Spring, Material: Gunmetal BS1400 LG2/CC491K, (HDB Requirement) |  |  |  | 9080012318001 | 0304100300000 | 1.0000 | nos. |  | 1.1.1 Bib Nosed - HP
[9080012318001] 2½" Bib Nose PRV - Inlet 2½” BSPT(M) Outlet 2½” BS336 Female Instantaneous, Red Color c/w SETSCO Approval, Plastic Cap & Steel Rope, Leather Strap & Padlock, CI Hand Wheel, Red Spring, Material: Gunmetal BS1400 LG2/CC491K, (HDB Requirement) |  |  |  | 9080012318001 | 0307180200000 | 1.0000 | nos. |  | 1.1.1 Bib Nosed - HP
[9080012318001] 2½" Bib Nose PRV - Inlet 2½” BSPT(M) Outlet 2½” BS336 Female Instantaneous, Red Color c/w SETSCO Approval, Plastic Cap & Steel Rope, Leather Strap & Padlock, CI Hand Wheel, Red Spring, Material: Gunmetal BS1400 LG2/CC491K, (HDB Requirement) |  |  |  | 9080012318001 | 0312170000000 | 1.0000 | nos. |  | 1.1.1 Bib Nosed - HP
[9080012318001] 2½" Bib Nose PRV - Inlet 2½” BSPT(M) Outlet 2½” BS336 Female Instantaneous, Red Color c/w SETSCO Approval, Plastic Cap & Steel Rope, Leather Strap & Padlock, CI Hand Wheel, Red Spring, Material: Gunmetal BS1400 LG2/CC491K, (HDB Requirement) |  |  |  | 9080012318001 | 0301690000000 | 1.0000 | nos. |  | 1.1.1 Bib Nosed - HP
[9080030000000] 2 Way Breeching Inlet, Yellow Colour, c/w SETSCO Approval, LG2 Male Coupling With Non Return Valve, 2 x Female Plastic Blank Cap & SS Chain, Inlet:65mm Male Instantaneous, Outlet: 100mm PN16 Flange, BS5041-3,Ductile Iron |  |  |  | 9080030000000 | 0307190000000 | 1.0000 | nos. |  | 1.1 Complete Assembly - BI
[9080030000000] 2 Way Breeching Inlet, Yellow Colour, c/w SETSCO Approval, LG2 Male Coupling With Non Return Valve, 2 x Female Plastic Blank Cap & SS Chain, Inlet:65mm Male Instantaneous, Outlet: 100mm PN16 Flange, BS5041-3,Ductile Iron |  |  |  | 9080030000000 | 0302980000000 | 1.0000 | nos. |  | 1.1 Complete Assembly - BI
[9080030019001] 2 Way Breeching Inlet, Yellow Colour, c/w Setsco, LG2 Male Coupling With Non Return Valve, 2 x Female Gunmetal Blank Cap & SS Chain, Brass Cap & SS Chain for 1" Gate Valve, Inlet:65mm Male Instantaneous, Outlet: 100mm PN16 Flange, BS5041-3, Ductile Iron |  |  |  | 9080030019001 | 0307190000000 | 1.0000 | nos. |  | 1.1 Complete Assembly - BI
[9080030019001] 2 Way Breeching Inlet, Yellow Colour, c/w Setsco, LG2 Male Coupling With Non Return Valve, 2 x Female Gunmetal Blank Cap & SS Chain, Brass Cap & SS Chain for 1" Gate Valve, Inlet:65mm Male Instantaneous, Outlet: 100mm PN16 Flange, BS5041-3, Ductile Iron |  |  |  | 9080030019001 | 0302980019001 | 1.0000 | nos. |  | 1.1 Complete Assembly - BI
[9080031100000] 2 Way,Breeching Inlet,Red Colour,c/w Setsco,LG2 Male Coupling With Non Return Valve, 2 X Female Plastic Blank Cap & Ss Chain.,Inlet:65mm Male Instantanous,Outlet: 100mm PN16 Flange,Bs5041-3,Ductile Iron |  |  |  | 9080031100000 | 0302980100000 | 1.0000 | nos. |  | 1.1 Complete Assembly - BI
[9080031100000] 2 Way,Breeching Inlet,Red Colour,c/w Setsco,LG2 Male Coupling With Non Return Valve, 2 X Female Plastic Blank Cap & Ss Chain.,Inlet:65mm Male Instantanous,Outlet: 100mm PN16 Flange,Bs5041-3,Ductile Iron |  |  |  | 9080031100000 | 0307190000000 | 1.0000 | nos. |  | 1.1 Complete Assembly - BI
[9080031125001] 2 Way Breeching Inlet, Red Colour, c/w Setsco, LG2 Male Coupling With Non Return Valve, 2 X Female Gunmetal Blank Cap & SS Chain, Brass Blank Cap & SS Chain for 1" Gate Valve, Inlet 65mm Male Instantaneous, Outlet 100mm PN16 Flange, BS5041-3, Ductile Iron |  |  |  | 9080031125001 | 0302980300000 | 1.0000 | nos. |  | 1.1 Complete Assembly - BI
[9080031125001] 2 Way Breeching Inlet, Red Colour, c/w Setsco, LG2 Male Coupling With Non Return Valve, 2 X Female Gunmetal Blank Cap & SS Chain, Brass Blank Cap & SS Chain for 1" Gate Valve, Inlet 65mm Male Instantaneous, Outlet 100mm PN16 Flange, BS5041-3, Ductile Iron |  |  |  | 9080031125001 | 0307190000000 | 1.0000 | nos. |  | 1.1 Complete Assembly - BI
[9080040000000] 4 Way Breeching Inlet, Yellow Colour c/w Setsco, LG2 Male Coupling With Non Return Valve, 4 x Female Plastic Blank Cap & SS Chain, Inlet: 65mm Male Instantaneous, Outlet: 150mm PN16 Flange, BS5041-3, Ductile Iron |  |  |  | 9080040000000 | 0302990000000 | 1.0000 | nos. |  | 1.1 Complete Assembly - BI
[9080040000000] 4 Way Breeching Inlet, Yellow Colour c/w Setsco, LG2 Male Coupling With Non Return Valve, 4 x Female Plastic Blank Cap & SS Chain, Inlet: 65mm Male Instantaneous, Outlet: 150mm PN16 Flange, BS5041-3, Ductile Iron |  |  |  | 9080040000000 | 0307190100000 | 1.0000 | nos. |  | 1.1 Complete Assembly - BI
[9080040200000] 4 Way Breeching Inlet, Red Colour c/w SETSCO LG2 Male Coupling With Non Return Valve, 4 x Female Plastic Blank Cap & SS Chain, Inlet: 65mm Male Instantaneous, Outlet: 150mm PN16 Flange,BS5041-3, Ductile Iron |  |  |  | 9080040200000 | 0302990100000 | 1.0000 | nos. |  | 1.1 Complete Assembly - BI
[9080040200000] 4 Way Breeching Inlet, Red Colour c/w SETSCO LG2 Male Coupling With Non Return Valve, 4 x Female Plastic Blank Cap & SS Chain, Inlet: 65mm Male Instantaneous, Outlet: 150mm PN16 Flange,BS5041-3, Ductile Iron |  |  |  | 9080040200000 | 0307190100000 | 1.0000 | nos. |  | 1.1 Complete Assembly - BI
[9080050018001] 2½” Oblique Valve, Inlet 2½” BSPT(M) Outlet 2½” BS336 Female Instantaneous, Yellow Color c/w SETSCO Approval, Plastic Cap & SS Chain, CI Handwheel, Leather Strap & Padlock, Material: BS1400-LG2 |  |  |  | 9080050018001 | 0307180000000 | 1.0000 | nos. |  | 1.2.4 Oblique - LP
[9080050018001] 2½” Oblique Valve, Inlet 2½” BSPT(M) Outlet 2½” BS336 Female Instantaneous, Yellow Color c/w SETSCO Approval, Plastic Cap & SS Chain, CI Handwheel, Leather Strap & Padlock, Material: BS1400-LG2 |  |  |  | 9080050018001 | 0301680000000 | 1.0000 | nos. |  | 1.2.4 Oblique - LP
[9080050018001] 2½” Oblique Valve, Inlet 2½” BSPT(M) Outlet 2½” BS336 Female Instantaneous, Yellow Color c/w SETSCO Approval, Plastic Cap & SS Chain, CI Handwheel, Leather Strap & Padlock, Material: BS1400-LG2 |  |  |  | 9080050018001 | 0301690000000 | 1.0000 | nos. |  | 1.2.4 Oblique - LP
[9080050018001] 2½” Oblique Valve, Inlet 2½” BSPT(M) Outlet 2½” BS336 Female Instantaneous, Yellow Color c/w SETSCO Approval, Plastic Cap & SS Chain, CI Handwheel, Leather Strap & Padlock, Material: BS1400-LG2 |  |  |  | 9080050018001 | 0303380000000 | 1.0000 | nos. |  | 1.2.4 Oblique - LP
[9080050019001] 2-1/2" Oblique Valve, Inlet 2-1/2" BSPT(M) Outlet 2-1/2" BS336 Female Instantaneous, Yellow Color c/w SETSCO Approval, Gunmetal Cap & SS Chain,CI Handwheel,Leather Strap & Padlock,Material: BS1400-LG2 |  |  |  | 9080050019001 | 0312600300000 | 1.0000 | set |  | 1.2.4 Oblique - LP
[9080050019001] 2-1/2" Oblique Valve, Inlet 2-1/2" BSPT(M) Outlet 2-1/2" BS336 Female Instantaneous, Yellow Color c/w SETSCO Approval, Gunmetal Cap & SS Chain,CI Handwheel,Leather Strap & Padlock,Material: BS1400-LG2 |  |  |  | 9080050019001 | 9080050018001 | 1.0000 | nos. |  | 1.2.4 Oblique - LP
[9080050918001] 2-1/2",Oblique, O/C, 2-1/2" BSPT, 2-1/2" Bs336,Red Colour,c/w Setsco,Plastic Cap & Gi Chain, 140mm Ci Hand Wheel, Leather Strap & Padlock, Inlet: 65mm BSPT,Outlet:65mm female Instantanous,BS 5041-1,Gunmetal BS1400 LG2 |  |  |  | 9080050918001 | 0301680000000 | 1.0000 | nos. |  | 1.2.4 Oblique - LP
[9080050918001] 2-1/2",Oblique, O/C, 2-1/2" BSPT, 2-1/2" Bs336,Red Colour,c/w Setsco,Plastic Cap & Gi Chain, 140mm Ci Hand Wheel, Leather Strap & Padlock, Inlet: 65mm BSPT,Outlet:65mm female Instantanous,BS 5041-1,Gunmetal BS1400 LG2 |  |  |  | 9080050918001 | 0301690000000 | 1.0000 | nos. |  | 1.2.4 Oblique - LP
[9080050918001] 2-1/2",Oblique, O/C, 2-1/2" BSPT, 2-1/2" Bs336,Red Colour,c/w Setsco,Plastic Cap & Gi Chain, 140mm Ci Hand Wheel, Leather Strap & Padlock, Inlet: 65mm BSPT,Outlet:65mm female Instantanous,BS 5041-1,Gunmetal BS1400 LG2 |  |  |  | 9080050918001 | 0307180000000 | 1.0000 | nos. |  | 1.2.4 Oblique - LP
[9080050918001] 2-1/2",Oblique, O/C, 2-1/2" BSPT, 2-1/2" Bs336,Red Colour,c/w Setsco,Plastic Cap & Gi Chain, 140mm Ci Hand Wheel, Leather Strap & Padlock, Inlet: 65mm BSPT,Outlet:65mm female Instantanous,BS 5041-1,Gunmetal BS1400 LG2 |  |  |  | 9080050918001 | 0303380100000 | 1.0000 | nos. |  | 1.2.4 Oblique - LP
[9080050925001] 2-1/2" Oblique Valve, Inlet 2-1/2" BSPT(M) Outlet 2-1/2" BS336 Female Instantaneous, Red Color c/w SETSCO Approval, Gunmetal Cap & SS Chain, CI Handwheel, Leather Strap & Padlock, Material: BS1400-LG2 |  |  |  | 9080050925001 | 0301690000000 | 1.0000 | nos. |  | 1.2.4 Oblique - LP
[9080050925001] 2-1/2" Oblique Valve, Inlet 2-1/2" BSPT(M) Outlet 2-1/2" BS336 Female Instantaneous, Red Color c/w SETSCO Approval, Gunmetal Cap & SS Chain, CI Handwheel, Leather Strap & Padlock, Material: BS1400-LG2 |  |  |  | 9080050925001 | 0307180000000 | 1.0000 | nos. |  | 1.2.4 Oblique - LP
[9080050925001] 2-1/2" Oblique Valve, Inlet 2-1/2" BSPT(M) Outlet 2-1/2" BS336 Female Instantaneous, Red Color c/w SETSCO Approval, Gunmetal Cap & SS Chain, CI Handwheel, Leather Strap & Padlock, Material: BS1400-LG2 |  |  |  | 9080050925001 | 0301680000000 | 1.0000 | nos. |  | 1.2.4 Oblique - LP
[9080050925001] 2-1/2" Oblique Valve, Inlet 2-1/2" BSPT(M) Outlet 2-1/2" BS336 Female Instantaneous, Red Color c/w SETSCO Approval, Gunmetal Cap & SS Chain, CI Handwheel, Leather Strap & Padlock, Material: BS1400-LG2 |  |  |  | 9080050925001 | 0303380200000 | 1.0000 | nos. |  | 1.2.4 Oblique - LP
[9080051318001] 2½” Oblique Valve, Inlet 2½” BSPT(M) Outlet 2½” BS336 Female Instantaneous, Yellow Color c/w SETSCO Approval, Plastic Cap & Steel Rope, CI Handwheel, Brass Lug Cover, Leather Strap & Padlock, Material: BS1400-LG2 |  |  |  | 9080051318001 | 0303380600000 | 1.0000 | nos. |  | 1.2.4 Oblique - LP
[9080051318001] 2½” Oblique Valve, Inlet 2½” BSPT(M) Outlet 2½” BS336 Female Instantaneous, Yellow Color c/w SETSCO Approval, Plastic Cap & Steel Rope, CI Handwheel, Brass Lug Cover, Leather Strap & Padlock, Material: BS1400-LG2 |  |  |  | 9080051318001 | 0307180000000 | 1.0000 | nos. |  | 1.2.4 Oblique - LP
[9080051318001] 2½” Oblique Valve, Inlet 2½” BSPT(M) Outlet 2½” BS336 Female Instantaneous, Yellow Color c/w SETSCO Approval, Plastic Cap & Steel Rope, CI Handwheel, Brass Lug Cover, Leather Strap & Padlock, Material: BS1400-LG2 |  |  |  | 9080051318001 | 0301680000000 | 1.0000 | nos. |  | 1.2.4 Oblique - LP
[9080051318001] 2½” Oblique Valve, Inlet 2½” BSPT(M) Outlet 2½” BS336 Female Instantaneous, Yellow Color c/w SETSCO Approval, Plastic Cap & Steel Rope, CI Handwheel, Brass Lug Cover, Leather Strap & Padlock, Material: BS1400-LG2 |  |  |  | 9080051318001 | 0301690000000 | 1.0000 | nos. |  | 1.2.4 Oblique - LP
[9080091000000] 2 Way Non-Controllable Pillar Hydrant (Private Development Use), Red Colour c/w Yellow Band c/w Ductile Iron Cap & Chain, Inlet: 100mm PN16 Flange, Outlet: 65mm LVT Male Thread, BS750, Material: Ductile Iron |  |  |  | 9080091000000 | 0303110000000 | 1.0000 | nos. |  | 1.1 Complete Assembly - PH
[9080190000000] 1.5mm Fixed HR - Hose Guide (1" & 3/4") Complete Sets, Red Colour c/w 10mm Circular Roller - Black Colour (10 To 14 Pieces) c/w M8 Nut & M8x1.5" U-Bolt Bracket, Mild Steel |  |  |  | 9080190000000 | 0314940000000 | 1.0000 | set
[9080190000000] 1.5mm Fixed HR - Hose Guide (1" & 3/4") Complete Sets, Red Colour c/w 10mm Circular Roller - Black Colour (10 To 14 Pieces) c/w M8 Nut & M8x1.5" U-Bolt Bracket, Mild Steel |  |  |  | 9080190000000 | 0314950000000 | 2.0000 | nos.
[9080190000000] 1.5mm Fixed HR - Hose Guide (1" & 3/4") Complete Sets, Red Colour c/w 10mm Circular Roller - Black Colour (10 To 14 Pieces) c/w M8 Nut & M8x1.5" U-Bolt Bracket, Mild Steel |  |  |  | 9080190000000 | 0310020000000 | 1.0000 | nos.
[9080220000000] 2",JET/SPRAY NOZZLE C/W TCVN COUPLING, |  |  |  | 9080220000000 | 0313540000000 | 1.0000 | nos.
[9080220000000] 2",JET/SPRAY NOZZLE C/W TCVN COUPLING, |  |  |  | 9080220000000 | 0302240300000 | 1.0000 | nos.
[9080230000000] Jet/Spray/Off Nozzle C/w Handle, Inlet Connection 2 1/2" BS336 Instantaneous Male Coupling, Material: Aluminium Alloy |  |  |  | 9080230000000 | 0302330000000 | 1.0000 | nos.
[9080350000001] Pillar Hydrant: 4Way w/o top end cap, 6"ANSI#150RF, 2.5"ANSI#150RF Bib Nose Valve, Marine Red Ral3001, Plastic Blank Cap & SS304 Chain; Material: Carbon Steel |  |  |  | 9080350000001 | 0309760900000 | 4.0000 | nos. |  | 1.1 Complete Assembly - PH
[9080350000001] Pillar Hydrant: 4Way w/o top end cap, 6"ANSI#150RF, 2.5"ANSI#150RF Bib Nose Valve, Marine Red Ral3001, Plastic Blank Cap & SS304 Chain; Material: Carbon Steel |  |  |  | 9080350000001 | 0313420800000 | 4.0000 | nos. |  | 1.1 Complete Assembly - PH
[9080350000001] Pillar Hydrant: 4Way w/o top end cap, 6"ANSI#150RF, 2.5"ANSI#150RF Bib Nose Valve, Marine Red Ral3001, Plastic Blank Cap & SS304 Chain; Material: Carbon Steel |  |  |  | 9080350000001 | 0323757400001 | 1.0000 | nos. |  | 1.1 Complete Assembly - PH
[9080350000001] Pillar Hydrant: 4Way w/o top end cap, 6"ANSI#150RF, 2.5"ANSI#150RF Bib Nose Valve, Marine Red Ral3001, Plastic Blank Cap & SS304 Chain; Material: Carbon Steel |  |  |  | 9080350000001 | 0316520200000 | 32.0000 | nos. |  | 1.1 Complete Assembly - PH
[9080350000001] Pillar Hydrant: 4Way w/o top end cap, 6"ANSI#150RF, 2.5"ANSI#150RF Bib Nose Valve, Marine Red Ral3001, Plastic Blank Cap & SS304 Chain; Material: Carbon Steel |  |  |  | 9080350000001 | 0322080900000 | 16.0000 | nos. |  | 1.1 Complete Assembly - PH
[9080350000001] Pillar Hydrant: 4Way w/o top end cap, 6"ANSI#150RF, 2.5"ANSI#150RF Bib Nose Valve, Marine Red Ral3001, Plastic Blank Cap & SS304 Chain; Material: Carbon Steel |  |  |  | 9080350000001 | 0316510100000 | 32.0000 | nos. |  | 1.1 Complete Assembly - PH
[9080350124001] Pillar Hydrant: 2Way, 6"ANSI#150RF, 2.5" BSPT(M) Bib Nose PRV DH6i, Cw 4"OS&Y + 5"Storz, Marine Red Ral3001, Plastic Blank Cap & SS304 Chain; Material: Carbon Steel |  |  |  | 9080350124001 | 0304100000000 | 2.0000 | nos.
[9080350124001] Pillar Hydrant: 2Way, 6"ANSI#150RF, 2.5" BSPT(M) Bib Nose PRV DH6i, Cw 4"OS&Y + 5"Storz, Marine Red Ral3001, Plastic Blank Cap & SS304 Chain; Material: Carbon Steel |  |  |  | 9080350124001 | 0323757424001 | 1.0000 | nos.
[9080350124001] Pillar Hydrant: 2Way, 6"ANSI#150RF, 2.5" BSPT(M) Bib Nose PRV DH6i, Cw 4"OS&Y + 5"Storz, Marine Red Ral3001, Plastic Blank Cap & SS304 Chain; Material: Carbon Steel |  |  |  | 9080350124001 | 0313422100000 | 2.0000 | nos.
[9080350124001] Pillar Hydrant: 2Way, 6"ANSI#150RF, 2.5" BSPT(M) Bib Nose PRV DH6i, Cw 4"OS&Y + 5"Storz, Marine Red Ral3001, Plastic Blank Cap & SS304 Chain; Material: Carbon Steel |  |  |  | 9080350124001 | 0318710000000 | 1.0000 | nos.
[9080350124001] Pillar Hydrant: 2Way, 6"ANSI#150RF, 2.5" BSPT(M) Bib Nose PRV DH6i, Cw 4"OS&Y + 5"Storz, Marine Red Ral3001, Plastic Blank Cap & SS304 Chain; Material: Carbon Steel |  |  |  | 9080350124001 | 0319581300000 | 1.0000 | nos.
[9080350124001] Pillar Hydrant: 2Way, 6"ANSI#150RF, 2.5" BSPT(M) Bib Nose PRV DH6i, Cw 4"OS&Y + 5"Storz, Marine Red Ral3001, Plastic Blank Cap & SS304 Chain; Material: Carbon Steel |  |  |  | 9080350124001 | 0303220000000 | 1.0000 | nos.
[9080350124001] Pillar Hydrant: 2Way, 6"ANSI#150RF, 2.5" BSPT(M) Bib Nose PRV DH6i, Cw 4"OS&Y + 5"Storz, Marine Red Ral3001, Plastic Blank Cap & SS304 Chain; Material: Carbon Steel |  |  |  | 9080350124001 | 0316520200000 | 32.0000 | nos.
[9080350124001] Pillar Hydrant: 2Way, 6"ANSI#150RF, 2.5" BSPT(M) Bib Nose PRV DH6i, Cw 4"OS&Y + 5"Storz, Marine Red Ral3001, Plastic Blank Cap & SS304 Chain; Material: Carbon Steel |  |  |  | 9080350124001 | 0316510100000 | 32.0000 | nos.
[9080350124001] Pillar Hydrant: 2Way, 6"ANSI#150RF, 2.5" BSPT(M) Bib Nose PRV DH6i, Cw 4"OS&Y + 5"Storz, Marine Red Ral3001, Plastic Blank Cap & SS304 Chain; Material: Carbon Steel |  |  |  | 9080350124001 | 0322080900000 | 16.0000 | nos.
[9080350200001] Pillar Hydrant: 2Way w/o top end cap, 4"ANSI#150RF, 2.5"ANSI#150RF Bib Nose Valve, Marine Red Ral3001, Plastic Blank Cap & SS304 Chain; Material: Carbon Steel |  |  |  | 9080350200001 | 0316510100000 | 16.0000 | nos. |  | 1.1 Complete Assembly - PH
[9080350200001] Pillar Hydrant: 2Way w/o top end cap, 4"ANSI#150RF, 2.5"ANSI#150RF Bib Nose Valve, Marine Red Ral3001, Plastic Blank Cap & SS304 Chain; Material: Carbon Steel |  |  |  | 9080350200001 | 0323757600001 | 1.0000 | nos. |  | 1.1 Complete Assembly - PH
[9080350200001] Pillar Hydrant: 2Way w/o top end cap, 4"ANSI#150RF, 2.5"ANSI#150RF Bib Nose Valve, Marine Red Ral3001, Plastic Blank Cap & SS304 Chain; Material: Carbon Steel |  |  |  | 9080350200001 | 0313420800000 | 2.0000 | nos. |  | 1.1 Complete Assembly - PH
[9080350200001] Pillar Hydrant: 2Way w/o top end cap, 4"ANSI#150RF, 2.5"ANSI#150RF Bib Nose Valve, Marine Red Ral3001, Plastic Blank Cap & SS304 Chain; Material: Carbon Steel |  |  |  | 9080350200001 | 0322080900000 | 8.0000 | nos. |  | 1.1 Complete Assembly - PH
[9080350200001] Pillar Hydrant: 2Way w/o top end cap, 4"ANSI#150RF, 2.5"ANSI#150RF Bib Nose Valve, Marine Red Ral3001, Plastic Blank Cap & SS304 Chain; Material: Carbon Steel |  |  |  | 9080350200001 | 0309760900000 | 2.0000 | nos. |  | 1.1 Complete Assembly - PH
[9080350200001] Pillar Hydrant: 2Way w/o top end cap, 4"ANSI#150RF, 2.5"ANSI#150RF Bib Nose Valve, Marine Red Ral3001, Plastic Blank Cap & SS304 Chain; Material: Carbon Steel |  |  |  | 9080350200001 | 0316520200000 | 16.0000 | nos. |  | 1.1 Complete Assembly - PH
[9080350400000] Pillar Hydrant: 2Way (Side-Facing), 6"ANSI#150RF, 2.5" Oblique Valve, Red RAL3000, Gunmetal Blank Cap & SS304 Chain; Material: Carbon Steel |  |  |  | 9080350400000 | 0323757425001 | 1.0000 | nos. |  | 1.1 Complete Assembly - PH
[9080350400000] Pillar Hydrant: 2Way (Side-Facing), 6"ANSI#150RF, 2.5" Oblique Valve, Red RAL3000, Gunmetal Blank Cap & SS304 Chain; Material: Carbon Steel |  |  |  | 9080350400000 | 9080050925001 | 2.0000 | nos. |  | 1.1 Complete Assembly - PH
[9080350425001] Pillar Hydrant: 2Way (Side-Facing), 6"ANSI#150RF, 2.5" Oblique Valve, 4" Wafer Butterfly Valve & 4" PROTEK #611 Station Monitor c/w PROTEK #888-BC Self-Educting Monitor Nozzle, Red RAL3000, Gunmetal Blank Cap & SS304 Chain; Material: Carbon Steel |  |  |  | 9080350425001 | 0316520200000 | 16.0000 | nos. |  | 1.1 Complete Assembly - PH
[9080350425001] Pillar Hydrant: 2Way (Side-Facing), 6"ANSI#150RF, 2.5" Oblique Valve, 4" Wafer Butterfly Valve & 4" PROTEK #611 Station Monitor c/w PROTEK #888-BC Self-Educting Monitor Nozzle, Red RAL3000, Gunmetal Blank Cap & SS304 Chain; Material: Carbon Steel |  |  |  | 9080350425001 | 9080050925001 | 2.0000 | nos. |  | 1.1 Complete Assembly - PH
[9080350425001] Pillar Hydrant: 2Way (Side-Facing), 6"ANSI#150RF, 2.5" Oblique Valve, 4" Wafer Butterfly Valve & 4" PROTEK #611 Station Monitor c/w PROTEK #888-BC Self-Educting Monitor Nozzle, Red RAL3000, Gunmetal Blank Cap & SS304 Chain; Material: Carbon Steel |  |  |  | 9080350425001 | 0315331500000 | 1.0000 | nos. |  | 1.1 Complete Assembly - PH
[9080350425001] Pillar Hydrant: 2Way (Side-Facing), 6"ANSI#150RF, 2.5" Oblique Valve, 4" Wafer Butterfly Valve & 4" PROTEK #611 Station Monitor c/w PROTEK #888-BC Self-Educting Monitor Nozzle, Red RAL3000, Gunmetal Blank Cap & SS304 Chain; Material: Carbon Steel |  |  |  | 9080350425001 | 0323923000000 | 1.0000 | nos. |  | 1.1 Complete Assembly - PH
[9080350425001] Pillar Hydrant: 2Way (Side-Facing), 6"ANSI#150RF, 2.5" Oblique Valve, 4" Wafer Butterfly Valve & 4" PROTEK #611 Station Monitor c/w PROTEK #888-BC Self-Educting Monitor Nozzle, Red RAL3000, Gunmetal Blank Cap & SS304 Chain; Material: Carbon Steel |  |  |  | 9080350425001 | 0315350900000 | 1.0000 | nos. |  | 1.1 Complete Assembly - PH
[9080350425001] Pillar Hydrant: 2Way (Side-Facing), 6"ANSI#150RF, 2.5" Oblique Valve, 4" Wafer Butterfly Valve & 4" PROTEK #611 Station Monitor c/w PROTEK #888-BC Self-Educting Monitor Nozzle, Red RAL3000, Gunmetal Blank Cap & SS304 Chain; Material: Carbon Steel |  |  |  | 9080350425001 | 0322080400000 | 0.0850 | nos. |  | 1.1 Complete Assembly - PH
[9080350425001] Pillar Hydrant: 2Way (Side-Facing), 6"ANSI#150RF, 2.5" Oblique Valve, 4" Wafer Butterfly Valve & 4" PROTEK #611 Station Monitor c/w PROTEK #888-BC Self-Educting Monitor Nozzle, Red RAL3000, Gunmetal Blank Cap & SS304 Chain; Material: Carbon Steel |  |  |  | 9080350425001 | 0316510100000 | 16.0000 | nos. |  | 1.1 Complete Assembly - PH
[9080350425001] Pillar Hydrant: 2Way (Side-Facing), 6"ANSI#150RF, 2.5" Oblique Valve, 4" Wafer Butterfly Valve & 4" PROTEK #611 Station Monitor c/w PROTEK #888-BC Self-Educting Monitor Nozzle, Red RAL3000, Gunmetal Blank Cap & SS304 Chain; Material: Carbon Steel |  |  |  | 9080350425001 | 0323757425002 | 1.0000 | nos. |  | 1.1 Complete Assembly - PH
[9080351018002] 2 Way Water Pillar Hydrant With Pumper Connection,Inlet: 6" ANSI #150 RF Flange, C/w 4" Gate Valve,Bronze Cap & Ss Chain, 3" Hydrant Valve(free issue by client),Red Polyurethane Marine Paint (Ral 3020) |  |  |  | 9080351018002 | 0308098818001 | 1.0000 | nos. |  | 1.1 Complete Assembly - PH
[9080351018002] 2 Way Water Pillar Hydrant With Pumper Connection,Inlet: 6" ANSI #150 RF Flange, C/w 4" Gate Valve,Bronze Cap & Ss Chain, 3" Hydrant Valve(free issue by client),Red Polyurethane Marine Paint (Ral 3020) |  |  |  | 9080351018002 | 0307570200000 | 1.0000 | nos. |  | 1.1 Complete Assembly - PH
[9080351018002] 2 Way Water Pillar Hydrant With Pumper Connection,Inlet: 6" ANSI #150 RF Flange, C/w 4" Gate Valve,Bronze Cap & Ss Chain, 3" Hydrant Valve(free issue by client),Red Polyurethane Marine Paint (Ral 3020) |  |  |  | 9080351018002 | 0312140100000 | 8.0000 | set |  | 1.1 Complete Assembly - PH
[9080351018002] 2 Way Water Pillar Hydrant With Pumper Connection,Inlet: 6" ANSI #150 RF Flange, C/w 4" Gate Valve,Bronze Cap & Ss Chain, 3" Hydrant Valve(free issue by client),Red Polyurethane Marine Paint (Ral 3020) |  |  |  | 9080351018002 | 0313420500000 | 2.0000 | nos. |  | 1.1 Complete Assembly - PH
[9080470000000] Plastic Cap & SS Chain Complete Set For 2 Way Breeching Inlet |  |  |  | 9080470000000 | 0301500000000 | 2.0000 | nos. |  | 1.2 Accessories & Parts - BI
[9080470000000] Plastic Cap & SS Chain Complete Set For 2 Way Breeching Inlet |  |  |  | 9080470000000 | 0303860000000 | 1.0000 | nos. |  | 1.2 Accessories & Parts - BI
[9080470000000] Plastic Cap & SS Chain Complete Set For 2 Way Breeching Inlet |  |  |  | 9080470000000 | 0301490100000 | 1.0000 | nos. |  | 1.2 Accessories & Parts - BI
[9080470100000] Plastic Cap & SS Chain Complete Set For 4 Way Breeching Inlet |  |  |  | 9080470100000 | 0301490100000 | 1.0000 | nos. |  | 1.2 Accessories & Parts - BI
[9080470100000] Plastic Cap & SS Chain Complete Set For 4 Way Breeching Inlet |  |  |  | 9080470100000 | 0301500000000 | 4.0000 | nos. |  | 1.2 Accessories & Parts - BI
[9080470100000] Plastic Cap & SS Chain Complete Set For 4 Way Breeching Inlet |  |  |  | 9080470100000 | 0303870000000 | 1.0000 | nos. |  | 1.2 Accessories & Parts - BI
[SF030001019AA] Mounting Bracket, For Fire Extinguisher, Wall-Mounted, c/w 20kg Load Cell, Red Colour |  |  |  | SF030001019AA | 0307930000000 | 4.0000 | nos. |  | 1.1 IOT Components
[SF030001019AA] Mounting Bracket, For Fire Extinguisher, Wall-Mounted, c/w 20kg Load Cell, Red Colour |  |  |  | SF030001019AA | SF030001020AB | 1.0000 | pcs |  | 1.1 IOT Components
[SF030001019AA] Mounting Bracket, For Fire Extinguisher, Wall-Mounted, c/w 20kg Load Cell, Red Colour |  |  |  | SF030001019AA | SF030001005AA | 1.0000 | nos. |  | 1.1 IOT Components
[SF030001019AA] Mounting Bracket, For Fire Extinguisher, Wall-Mounted, c/w 20kg Load Cell, Red Colour |  |  |  | SF030001019AA | SF030001020AA | 1.0000 | pcs |  | 1.1 IOT Components
[SF030001019AA] Mounting Bracket, For Fire Extinguisher, Wall-Mounted, c/w 20kg Load Cell, Red Colour |  |  |  | SF030001019AA | 0315370300000 | 4.0000 | nos. |  | 1.1 IOT Components
[SF030001019AA] Mounting Bracket, For Fire Extinguisher, Wall-Mounted, c/w 20kg Load Cell, Red Colour |  |  |  | SF030001019AA | SF030001020AC | 1.0000 | pcs |  | 1.1 IOT Components
[SF030001020AA] Bracket Component - Extinguisher Bracket Load Cell Cover, Red Colour, EG Plate |  |  |  | SF030001020AA | 0303010000000 | 0.0100 | kg |  | 1.1 IOT Components
[SF030001020AA] Bracket Component - Extinguisher Bracket Load Cell Cover, Red Colour, EG Plate |  |  |  | SF030001020AA | 0310500000000 | 0.0100 | nos. |  | 1.1 IOT Components
[SF030001020AB] Bracket Component - Extinguisher Wall-Mounted Bracket, Red Colour, EG Plate |  |  |  | SF030001020AB | 0303010000000 | 0.0100 | kg |  | 1.1 IOT Components
[SF030001020AB] Bracket Component - Extinguisher Wall-Mounted Bracket, Red Colour, EG Plate |  |  |  | SF030001020AB | 0303570200000 | 0.0100 | nos. |  | 1.1 IOT Components
[SF030001020AC] Bracket Component - Extinguisher Bracket Stopper, Red Colour, EG Plate |  |  |  | SF030001020AC | 0303010000000 | 0.0100 | kg |  | 1.1 IOT Components
[SF030001020AC] Bracket Component - Extinguisher Bracket Stopper, Red Colour, EG Plate |  |  |  | SF030001020AC | 0310500000000 | 0.0100 | nos. |  | 1.1 IOT Components
[SF030001020AD] Bracket Component - Extinguisher Bracket V-Type Stopper, Red Colour, EG Plate |  |  |  | SF030001020AD | 0310500000000 | 0.0020 | nos.
[SF030001020AD] Bracket Component - Extinguisher Bracket V-Type Stopper, Red Colour, EG Plate |  |  |  | SF030001020AD | 0303010000000 | 0.0100 | kg
[SF030001021AF] Main PCB Board - For Gate Way Module |  |  |  | SF030001021AF | SF030001017AC | 2.0000 | nos. |  | 1.1 IOT Components
[SF030001021AF] Main PCB Board - For Gate Way Module |  |  |  | SF030001021AF | SF030001007AA | 1.0000 | nos. |  | 1.1 IOT Components
[SF030001021AF] Main PCB Board - For Gate Way Module |  |  |  | SF030001021AF | SF030001001AA | 1.0000 | nos. |  | 1.1 IOT Components
[SF030001021AF] Main PCB Board - For Gate Way Module |  |  |  | SF030001021AF | SF030001017AD | 1.0000 | nos. |  | 1.1 IOT Components
[SF030001022AA] Detection Node - Type1 (For Fire Extinguisher) |  |  |  | SF030001022AA | SF030001004AA | 1.0000 | nos. |  | 1. IOT Products
[SF030001022AA] Detection Node - Type1 (For Fire Extinguisher) |  |  |  | SF030001022AA | SF030001011AA | 1.0000 | nos. |  | 1. IOT Products
[SF030001022AA] Detection Node - Type1 (For Fire Extinguisher) |  |  |  | SF030001022AA | SF030001003AA | 0.0020 | roll |  | 1. IOT Products
[SF030001022AA] Detection Node - Type1 (For Fire Extinguisher) |  |  |  | SF030001022AA | SF030001010AA | 1.0000 | nos. |  | 1. IOT Products
[SF030001022AA] Detection Node - Type1 (For Fire Extinguisher) |  |  |  | SF030001022AA | SF030001000AA | 1.0000 | nos. |  | 1. IOT Products
[SF030001022AA] Detection Node - Type1 (For Fire Extinguisher) |  |  |  | SF030001022AA | SF030001021AA | 1.0000 | nos. |  | 1. IOT Products
[SF030001022AA] Detection Node - Type1 (For Fire Extinguisher) |  |  |  | SF030001022AA | SF030001003AB | 0.0010 | roll |  | 1. IOT Products
[SF030001022AA] Detection Node - Type1 (For Fire Extinguisher) |  |  |  | SF030001022AA | SF030001018AA | 1.0000 | nos. |  | 1. IOT Products
[SF030001022AA] Detection Node - Type1 (For Fire Extinguisher) |  |  |  | SF030001022AA | 0323984800000 | 2.0000 | pcs |  | 1. IOT Products
[SF030001022AA] Detection Node - Type1 (For Fire Extinguisher) |  |  |  | SF030001022AA | SF030001002AA | 0.0400 | pcs |  | 1. IOT Products